## Notes
EMEA Digital GC version
| BoM Template | GCT Infrastructure Platforms Architect
Author(s):
| Latest version: | v0.6
This document requires Microsoft Excel 2007 or higher
# | Approver(s) | Infrastructure Capacity assumptions and notes
1 |  | EMEA Rainbow CBOL capcity considered for sizing .
CBOL few P series LPARs will reuse
CBOL - 20 PROD and 16 UAT blades servers across datacentre, 2 Additional P series LPARs for UAT & PROD and 1 for SIT
16 UAT & COB BL620G7 for ESB,8 PROD & 8 COB ESB blade servers will be released after this implementation
2 |  | For ESB ,need to reuse existing servers where ever possible if no major tech stack change .
3 |  | CBOL implementation planned as Hot-Hot across Datacentre ,hence no dedicated COB servers
4 |  | Hot-Hot not considered for ESB ,200 % capcity for COB .Same COB servers will use for UAT
5
BoM Version History
| Version # | Description | Rev. Date
| 0.1 | Initial Draft-No clarity on Datacentre,hardware and Operating systems | 2014-10-02
| 0.2 | CBOL included into the BOM | 18/02/2014
| 0.3 | Considered All blade servers are BL 620G7 or higher and will build the UAT on COB infra | 19/02/2014
| 0.4 | Name changed to BOM_EMEA_Digital_GC | 2014-03-02
| 0.5 | Refined the BOM for L0 Sizing | 2014-04-03
| 0.6 | Refined BOM with CTI architect- Included HSM requirement-Need further discussion ,summary breakup added in notes tab | 13/03/2014
To-dos
| # | Description | Due Date
| 1 | Need to discuss the HSM requirements
| 2 | Hot-hot COB setup for ESB & CBOL under discussion
3
4
5
Summary breakup
Blades
CBOL prod/prod2 FDC 10 Blade rdc -10 Blades,no existing servers;CBOL COB - No dedicated COB blade;
CBOL -UAT- FDC -8 blades RDC- 8 BLADES ,no existing servers;CBOL -SIT/DIT -6 BLADES IN HKDC
ESB- PROD FDC-16BLADES ,14 EXISTING SERVERS ,ESB COB- RDC- 16 BLADES , 8 EXISTING SERVERS
ESB- UAT -RDC -12 BLADES INSIDE BOM- SHARING WITH cob,8 SERVERS EXISTING ;ESB-SIT -2 SERVERS - EXISTING SERVER
P series
CBOL -PROD -FDC- 2 LPAR -EISTING IN EACH LPAR additional -> 1 ENT CPU/2 VCPU 16 gb MEMORY( 2 CPU/4VCPU/32GB RAM)
CBOL -COB - RDC- 2 LPAR -EISTING IN EACH LPAR additional-> 1 ENT CPU/2 VCPU 16 gb MEMORY( 2 CPU/4VCPU/32GB RAM)
CBOL UAT- RDC- 1 LPAR -sharing with COB
cbol -sit -hkdc esisting LPAR -additional -> 1 Ent/2 VCPU/32GB ram
CBOL -PROD -FDC- 2 New LPAR 1 ENT CPU/1 VCPU 48 gb MEMORY( 2 CPU/2VCPU/96 GB RAM)
CBOL -PROD -rdc- 2 New LPAR 1 ENT CPU/1 VCPU 48 gb MEMORY( 2 CPU/2VCPU/96 GB RAM)
CBOL UAT- RDC-2 New LPARs - sharing with COB ,
cbol -sit -hkdc New 1 LPAR - 1 Ent/1 VCPU/32 GB ram
ESB - FDC -PROD ,existing 5 LPARS ,no cpu,no memory addition, FDC -PAT - EXISTING 2 lparS 2 cpu/2vcpu/128 gb EACH (4 cpu/4VCPU/256 gb RAM )
ESB - RDC-COB,existing 5 LPARS ,no cpu,no memory addition, ESB - RDC -UAT ,existing 5 LPARS ,no cpu,no memory addition
ESB - sit - HKDC - existing LPAR ,no cpu,no memory addition
Storage
CBOL=>FDC-PROD -14.6 tb(6.6 TB SHARED) ,UAT- 7.7 TB (3 TB SHARED),CBOL RDC-PROD -13.6 tb(6 TB SHARED) ,UAT- 8.5 tb (3.5 TB SHARED),CBOL HKDC -SIT -7.5 tb
ESB=>FDC-PROD -8.1 tb(1.7 TB SHARED) ,CBOL RDC-UAT-4.2 tb(660 gb SHARED) ,ESB HKDC -SIT -1.1 tb
HSM BOX-
CBOL- fdc -2 , RDC -4, HKDC-1
ESB- FDC -2 RDC 2

## HostBuild
PCR | Priority | Status | CTI Build Status Commentary | CTI Cloud / Frame Built / Incremental Added | CTI SA Build Completed | CTI Target Completion | CTO Server / DBA Build Spec Completed | CTO Build Spec Link | CTI DBA Build Completed | CTI Handover | CTO Acceptance | CTI Complete (Y/N) | DC | Region | Country | Env Label | Env | Server TCRS | Aperture | Product Owner | Description | Software List | Type | Product (Acronym) | Usage | CSI App ID | Existing Server? | Existing CPUs | Existing Cores | Existing RAM (GB) | Use existing server config towards SW Licensing? | Original Alias | Decommission | Alias | Uniqueness Factor | Hostname | Domain | Server Model | Server Tier | Server Type | Virtual Platform Storage Type | O/S | CPU | CPU Speed | Cores (Licensed Units) | Recommended RAM (GB) | RAM (GB) | Is Clustered? (ID #) | Cluster Type | Cluster Mode | Affinity | Frame/Chassis # | Slot # | Frame S/N | Min Virtual Processors | Desired Virtual Processors | Max Virtual Processors | Min Processing Units | Desired Processing Units | Max Processing Units | Weight (0-256) | Recommended SAN (GB) | Additional SAN (GB) | SAN (GB) NEEDED TODAY | SAN (GB) RESERVED DO NOT USE TO BUILD | SAN (GB) End-State DO NOT USE TO BUILD | SAN (GB) Shared | Shared SAN Group Name | Require SRDF? | Recommended NAS (GB) | Additional NAS (GB) | NAS (GB) Dedicated | NAS (GB) Shared | NAS Shared Groups | Archive Full (GB) | Archive Incr (GB) | HSM Required? | DMZ Required? | Type of Network Connection I | # of Connections I | Type of Network Connection II | # of Connections II | Primary IP | Secondary IP | Capital Costs (One-Time) | Capital Costs (Annual) | Notes | SW Start | Ab Initio | CA APM | FinCAD | IBM BG Web Client | IBM Biz Glossary | IBM Datastage | IBM DS Designer | IBM DS IS Dir | IBM HTTP pSeries | IBM HTTP x86 | IBM Tivoli DS | IBM WAS pSeries | IBM WAS x86 | IBM WBM pSeries | IBM WMQ x86 | IBM WPS pSeries | IBM WPS x86 | IBM WS Process Srvr | IBM WS VE (Cntrlr) | IBM WS VE (Node) | Kana (Both) | MS SQL EE (Ext) | MS SQL EE (Int) | MS SQL SE (Ext) | MS SQL SE (Int) | Oracle ASO pSeries | Oracle ASO x86 | Oracle Ext. Bundle pSeries | Oracle Ext. Bundle x86 | Oracle GG pSeries | Oracle GG x86 | Oracle GG Veridata pSeries | Oracle GG Veridata x86 | Oracle Partitioning pSeries | Oracle Partitioning x86 | Oracle RAC pSeries | Oracle RAC x86 | Oracle Spatial pSeries | Oracle Spatial x86 | Oracle Standalone | Oracle WebLogic pSeries | Oracle WebLogic x86 | PB Spectrum | SAP BO | Sterling NDM | TIBCO Adapter SDK | TIBCO AMX BPM | TIBCO BE | TIBCO BW | TIBCO EMS | TIBCO iProcess | Veritas Cluster/CFS | SW End | Software Costs [Year 1] (Monthly) | Software Costs [After Year 1] (Monthly) | Server HW Costs (Monthly) | Storage Costs (Monthly) | Tape Costs (Monthly) | Total Hardware Costs (Monthly) | Total Server Costs [Year 1] SW+HW (Monthly) | Total Server Costs [After Year 1] SW+HW (Monthly) | Initial Server Cost | Total CPUs | Total Cores | Total RAM | Total VMware Costs | Outside VMware Costs | Existing VMware Costs | New VMware (Adjusted) | Server Cost Breakdown | OS/SW Costs | VMware Memory | New Memory Cost (Initial) | New Memory Cost (Adjusted) | Support Cost | Network Cost
PCR-AVATAR | [11 empty] | N | FDC |  |  | PAT/PROD | PROD |  |  |  | MQ | IBM WMQ x86, CA APM | AP | ESB | AP-ESB |  | Yes - Outside this BoM |  |  |  | a |  |  | FDCGCGMQMLA19P | 1 |  |  | BL620C G7 | x86 Tier 3 | x86 |  | RHEL 5.9 | [19 empty] | 0 | 60 | 67.4 |  | 67.4 |  |  | Yes | 0 |  | 0 |  |  | 16.85 | 2.5275 | [10 empty] | To be reused - if no techstack change |  | 0 | 0 | 0 | 0 | 0 | 0 | 0 | 0 | 0 | 0 | 0 | 0 | 0 | 0 | 0 | 0 | 0 | 0 | 0 | 0 | 0 | 0 | 0 | 0 | 0 | 0 | 0 | 0 | 0 | 0 | 0 | 0 | 0 | 0 | 0 | 0 | 0 | 0 | 0 | 0 | 0 | 0 | 0 | 0 | 0 | 0 | 0 | 0 | 0 | 0 | 0 | 0 |  | 0 | 0 | 0 | 72.118 | 6.7821 | 78.9001 | 78.9001 | 78.9001 | 0 | 0 | 0 | 0 | 0 | 0 | 0 | 0 | 0 | 0 | 0 | 0 | 0 | 0 | 0
PCR-AVATAR | [11 empty] | N | FDC |  |  | PAT/PROD | PROD |  |  |  | MQ | IBM WMQ x86, CA APM | AP | ESB | AP-ESB |  | Yes - Outside this BoM |  |  |  | a |  |  | FDCGCGMQMLA20P | 1 |  |  | BL620C G7 | x86 Tier 3 | x86 |  | RHEL 5.9 | [19 empty] | 0 | 60 | 67.4 |  | 67.4 |  |  | Yes | 0 |  | 0 |  |  | 16.85 | 2.5275 | [10 empty] | To be reused - if no techstack change |  | 0 | 0 | 0 | 0 | 0 | 0 | 0 | 0 | 0 | 0 | 0 | 0 | 0 | 0 | 0 | 0 | 0 | 0 | 0 | 0 | 0 | 0 | 0 | 0 | 0 | 0 | 0 | 0 | 0 | 0 | 0 | 0 | 0 | 0 | 0 | 0 | 0 | 0 | 0 | 0 | 0 | 0 | 0 | 0 | 0 | 0 | 0 | 0 | 0 | 0 | 0 | 0 |  |  |  | 0 | 72.118 | 6.7821 | 78.9001 | 78.9001 | 78.9001 | 0 | 0 | 0 | 0 | 0 | 0 | 0 | 0 | 0 | 0 | 0 | 0 | 0 | 0 | 0
PCR-AVATAR | [11 empty] | N | FDC |  |  | PAT/PROD | PROD |  |  |  | MQ | IBM WMQ x86, CA APM | AP | ESB | AP-ESB |  | Yes - Outside this BoM |  |  |  | a |  |  | FDCGCGMQMLA65P | 1 |  |  | BL620C G7 | x86 Tier 3 | x86 |  | RHEL 5.9 | [19 empty] | 0 | 60 | 67.4 |  | 67.4 |  |  | Yes | 0 |  | 0 |  |  | 16.85 | 2.5275 | [10 empty] | To be reused - if no techstack change |  | 0 | 0 | 0 | 0 | 0 | 0 | 0 | 0 | 0 | 0 | 0 | 0 | 0 | 0 | 0 | 0 | 0 | 0 | 0 | 0 | 0 | 0 | 0 | 0 | 0 | 0 | 0 | 0 | 0 | 0 | 0 | 0 | 0 | 0 | 0 | 0 | 0 | 0 | 0 | 0 | 0 | 0 | 0 | 0 | 0 | 0 | 0 | 0 | 0 | 0 | 0 | 0 |  |  |  | 0 | 72.118 | 6.7821 | 78.9001 | 78.9001 | 78.9001 | 0 | 0 | 0 | 0 | 0 | 0 | 0 | 0 | 0 | 0 | 0 | 0 | 0 | 0 | 0
PCR-AVATAR | [11 empty] | N | FDC |  |  | PAT/PROD | PROD |  |  |  | MQ | IBM WMQ x86, CA APM | AP | ESB | AP-ESB |  | Yes - Outside this BoM |  |  |  | a |  |  | FDCGCGMQMLA75P | 1 |  |  | BL620C G7 | x86 Tier 3 | x86 |  | RHEL 5.9 | [19 empty] | 0 | 60 | 67.4 |  | 67.4 |  |  | Yes | 0 |  | 0 |  |  | 16.85 | 2.5275 | [10 empty] | To be reused - if no techstack change |  | 0 | 0 | 0 | 0 | 0 | 0 | 0 | 0 | 0 | 0 | 0 | 0 | 0 | 0 | 0 | 0 | 0 | 0 | 0 | 0 | 0 | 0 | 0 | 0 | 0 | 0 | 0 | 0 | 0 | 0 | 0 | 0 | 0 | 0 | 0 | 0 | 0 | 0 | 0 | 0 | 0 | 0 | 0 | 0 | 0 | 0 | 0 | 0 | 0 | 0 | 0 | 0 |  |  |  | 0 | 72.118 | 6.7821 | 78.9001 | 78.9001 | 78.9001 | 0 | 0 | 0 | 0 | 0 | 0 | 0 | 0 | 0 | 0 | 0 | 0 | 0 | 0 | 0
PCR-AVATAR | [11 empty] | N | FDC |  |  | PAT/PROD | PROD |  |  |  | ESB [V5,V6], CMR, SNF - EMS | Veritas Cluster/CFS, TIBCO EMS, CA APM | AP | ESB | AP-ESB |  | Yes - Outside this BoM |  |  |  | a |  |  | FDCGCGTIBLA61P | 1 |  |  | BL620C G7 | x86 Tier 3 | x86 |  | RHEL 5.9 | [19 empty] | 0 | 60 | 67.4 |  | 67.4 | 60 |  | Yes | 0 |  | 0 |  |  | 31.85 | 4.7775 | [10 empty] | To be reused - if no techstack change |  | 0 | 0 | 0 | 0 | 0 | 0 | 0 | 0 | 0 | 0 | 0 | 0 | 0 | 0 | 0 | 0 | 0 | 0 | 0 | 0 | 0 | 0 | 0 | 0 | 0 | 0 | 0 | 0 | 0 | 0 | 0 | 0 | 0 | 0 | 0 | 0 | 0 | 0 | 0 | 0 | 0 | 0 | 0 | 0 | 0 | 0 | 0 | 0 | 0 | 0 | 0 | 0 |  |  |  | 0 | 181.306 | 12.8196 | 194.1256 | 194.1256 | 194.1256 | 0 | 0 | 0 | 0 | 0 | 0 | 0 | 0 | 0 | 0 | 0 | 0 | 0 | 0 | 0
PCR-AVATAR | [11 empty] | N | FDC |  |  | PAT/PROD | PROD |  |  |  | ESB [V5,V6], CMR, SNF - EMS | Veritas Cluster/CFS, TIBCO EMS, CA APM | AP | ESB | AP-ESB |  | Yes - Outside this BoM |  |  |  | a |  |  | FDCGCGTIBLA71P | 1 |  |  | BL620C G7 | x86 Tier 3 | x86 |  | RHEL 5.9 | [19 empty] | 0 | 60 | 67.4 |  | 67.4 |  |  | Yes | 0 |  | 0 |  |  | 16.85 | 2.5275 | [10 empty] | To be reused - if no techstack change |  | 0 | 0 | 0 | 0 | 0 | 0 | 0 | 0 | 0 | 0 | 0 | 0 | 0 | 0 | 0 | 0 | 0 | 0 | 0 | 0 | 0 | 0 | 0 | 0 | 0 | 0 | 0 | 0 | 0 | 0 | 0 | 0 | 0 | 0 | 0 | 0 | 0 | 0 | 0 | 0 | 0 | 0 | 0 | 0 | 0 | 0 | 0 | 0 | 0 | 0 | 0 | 0 |  |  |  | 0 | 72.118 | 6.7821 | 78.9001 | 78.9001 | 78.9001 | 0 | 0 | 0 | 0 | 0 | 0 | 0 | 0 | 0 | 0 | 0 | 0 | 0 | 0 | 0
PCR-AVATAR | [11 empty] | N | FDC |  |  | PAT/PROD | PROD |  |  |  | ESB [V5,V6], CMR, SNF - EMS | Veritas Cluster/CFS, TIBCO EMS, CA APM | AP | ESB | AP-ESB |  | Yes - Outside this BoM |  |  |  | a |  |  | FDCGCGTIBLA81P | 1 |  |  | BL620C G7 | x86 Tier 3 | x86 |  | RHEL 5.9 | [19 empty] | 0 | 60 | 67.4 |  | 67.4 | 60 |  | Yes | 0 |  | 0 |  |  | 31.85 | 4.7775 | [10 empty] | To be reused - if no techstack change |  | 0 | 0 | 0 | 0 | 0 | 0 | 0 | 0 | 0 | 0 | 0 | 0 | 0 | 0 | 0 | 0 | 0 | 0 | 0 | 0 | 0 | 0 | 0 | 0 | 0 | 0 | 0 | 0 | 0 | 0 | 0 | 0 | 0 | 0 | 0 | 0 | 0 | 0 | 0 | 0 | 0 | 0 | 0 | 0 | 0 | 0 | 0 | 0 | 0 | 0 | 0 | 0 |  |  |  | 0 | 181.306 | 12.8196 | 194.1256 | 194.1256 | 194.1256 | 0 | 0 | 0 | 0 | 0 | 0 | 0 | 0 | 0 | 0 | 0 | 0 | 0 | 0 | 0
PCR-AVATAR | [11 empty] | N | FDC |  |  | PAT/PROD | PROD |  |  |  | ESB [V5,V6], CMR, SNF - EMS | Veritas Cluster/CFS, TIBCO EMS, CA APM | AP | ESB | AP-ESB |  | Yes - Outside this BoM |  |  |  | a |  |  | FDCGCGTIBLA91P | 1 |  |  | BL620C G7 | x86 Tier 3 | x86 |  | RHEL 5.9 | [19 empty] | 0 | 60 | 67.4 |  | 67.4 |  |  | Yes | 0 |  | 0 |  |  | 16.85 | 2.5275 | [10 empty] | To be reused - if no techstack change |  | 0 | 0 | 0 | 0 | 0 | 0 | 0 | 0 | 0 | 0 | 0 | 0 | 0 | 0 | 0 | 0 | 0 | 0 | 0 | 0 | 0 | 0 | 0 | 0 | 0 | 0 | 0 | 0 | 0 | 0 | 0 | 0 | 0 | 0 | 0 | 0 | 0 | 0 | 0 | 0 | 0 | 0 | 0 | 0 | 0 | 0 | 0 | 0 | 0 | 0 | 0 | 0 |  |  |  | 0 | 72.118 | 6.7821 | 78.9001 | 78.9001 | 78.9001 | 0 | 0 | 0 | 0 | 0 | 0 | 0 | 0 | 0 | 0 | 0 | 0 | 0 | 0 | 0
PCR-AVATAR | [11 empty] | N | FDC |  |  | PROD | PROD |  |  |  | ESB-Digital - EMS | Veritas Cluster/CFS, TIBCO EMS, CA APM | AP | ESB | AP-ESB |  | No | [6 empty] | FDC-DIG-ESB-EMS-SVR1 | 1 |  |  | BL620C G7 | x86 Tier 3 | x86 |  | RHEL 5.9 | 2 |  | 16 |  | 256 | [14 empty] | 337 | 120 | 471.8 |  | 471.8 | 120 |  | Yes | 0 |  | 0 |  |  | 147.95 | 22.1925 | [10 empty] | Existing Server to be reused - if no techstack change |  | 0 | 1 | 0 | 0 | 0 | 0 | 0 | 0 | 0 | 0 | 0 | 0 | 0 | 0 | 0 | 0 | 0 | 0 | 0 | 0 | 0 | 0 | 0 | 0 | 0 | 0 | 0 | 0 | 0 | 0 | 0 | 0 | 0 | 0 | 0 | 0 | 0 | 0 | 0 | 0 | 0 | 0 | 0 | 0 | 0 | 0 | 0 | 0 | 0 | 16 | 0 | 2 |  | 6359.75 | 899.755 | 1003.9 | 723.202 | 59.5499 | 1786.6519 | 8146.4019 | 2686.4069 | 1003.9 | 2 | 16 | 256 | 0 | 0 | 0 | 0 | 608 | 0 | 0 | 208.8 | 0 | 187.1 | 0
PCR-AVATAR | [11 empty] | N | FDC |  |  | PROD | PROD |  |  |  | ESB-Digital - EMS | Veritas Cluster/CFS, TIBCO EMS, CA APM | AP | ESB | AP-ESB |  | No | [6 empty] | FDC-DIG-ESB-EMS-SVR2 | 1 |  |  | BL620C G7 | x86 Tier 3 | x86 |  | RHEL 5.9 | 2 |  | 16 |  | 256 | [14 empty] | 337 |  | 337 |  | 337 |  |  | Yes | 0 |  | 0 |  |  | 84.25 | 12.6375 | [10 empty] | Existing Server to be reused - if no techstack change |  | 0 | 1 | 0 | 0 | 0 | 0 | 0 | 0 | 0 | 0 | 0 | 0 | 0 | 0 | 0 | 0 | 0 | 0 | 0 | 0 | 0 | 0 | 0 | 0 | 0 | 0 | 0 | 0 | 0 | 0 | 0 | 0 | 0 | 0 | 0 | 0 | 0 | 0 | 0 | 0 | 0 | 0 | 0 | 0 | 0 | 0 | 0 | 0 | 0 | 16 | 0 | 2 |  |  |  | 1003.9 | 360.59 | 33.9106 | 1398.4006 | 1398.4006 | 1398.4006 | 1003.9 | 2 | 16 | 256 | 0 | 0 | 0 | 0 | 608 | 0 | 0 | 208.8 | 0 | 187.1 | 0
PCR-AVATAR | [11 empty] | N | FDC |  |  | PROD | PROD |  |  |  | ESB-Digital - EMS | Veritas Cluster/CFS, TIBCO EMS, CA APM | AP | ESB | AP-ESB |  | No | [6 empty] | FDC-DIG-ESB-EMS-SVR3 | 1 |  |  | BL620C G7 | x86 Tier 3 | x86 |  | RHEL 5.9 | 2 |  | 16 |  | 256 | [14 empty] | 337 | 120 | 471.8 |  | 471.8 | 120 |  | Yes | 0 |  | 0 |  |  | 147.95 | 22.1925 | [10 empty] | Existing Server to be reused - if no techstack change |  | 0 | 1 | 0 | 0 | 0 | 0 | 0 | 0 | 0 | 0 | 0 | 0 | 0 | 0 | 0 | 0 | 0 | 0 | 0 | 0 | 0 | 0 | 0 | 0 | 0 | 0 | 0 | 0 | 0 | 0 | 0 | 0 | 0 | 0 | 0 | 0 | 0 | 0 | 0 | 0 | 0 | 0 | 0 | 0 | 0 | 0 | 0 | 0 | 0 | 16 | 0 | 2 |  |  |  | 1003.9 | 723.202 | 59.5499 | 1786.6519 | 1786.6519 | 1786.6519 | 1003.9 | 2 | 16 | 256 | 0 | 0 | 0 | 0 | 608 | 0 | 0 | 208.8 | 0 | 187.1 | 0
PCR-AVATAR | [11 empty] | N | FDC |  |  | PROD | PROD |  |  |  | ESB-Digital - EMS | Veritas Cluster/CFS, TIBCO EMS, CA APM | AP | ESB | AP-ESB |  | No | [6 empty] | FDC-DIG-ESB-EMS-SVR4 | 1 |  |  | BL620C G7 | x86 Tier 3 | x86 |  | RHEL 5.9 | 2 |  | 16 |  | 256 | [14 empty] | 337 |  | 337 |  | 337 |  |  | Yes | 0 |  | 0 |  |  | 84.25 | 12.6375 | [10 empty] | Existing Server to be reused - if no techstack change |  | 0 | 1 | 0 | 0 | 0 | 0 | 0 | 0 | 0 | 0 | 0 | 0 | 0 | 0 | 0 | 0 | 0 | 0 | 0 | 0 | 0 | 0 | 0 | 0 | 0 | 0 | 0 | 0 | 0 | 0 | 0 | 0 | 0 | 0 | 0 | 0 | 0 | 0 | 0 | 0 | 0 | 0 | 0 | 0 | 0 | 0 | 0 | 0 | 0 | 16 | 0 | 2 |  |  |  | 1003.9 | 360.59 | 33.9106 | 1398.4006 | 1398.4006 | 1398.4006 | 1003.9 | 2 | 16 | 256 | 0 | 0 | 0 | 0 | 608 | 0 | 0 | 208.8 | 0 | 187.1 | 0
PCR-AVATAR | [11 empty] | N | FDC |  |  | PROD | PROD |  |  |  | ESB-Digital -BW | TIBCO BW, CA APM | AP | ESB | AP-ESB |  | No | [6 empty] | FDC-DIG-ESB-BW-SVR1 | 1 |  |  | BL620C G7 | x86 Tier 3 | x86 |  | RHEL 5.9 | 2 |  | 16 |  | 256 | [14 empty] | 337 |  | 337 |  | 337 |  |  | Yes | 0 |  | 0 |  |  | 84.25 | 12.6375 | [10 empty] | Existing BAU server to be released after cutover -Hump |  | 0 | 1 | 0 | 0 | 0 | 0 | 0 | 0 | 0 | 0 | 0 | 0 | 0 | 0 | 0 | 0 | 0 | 0 | 0 | 0 | 0 | 0 | 0 | 0 | 0 | 0 | 0 | 0 | 0 | 0 | 0 | 0 | 0 | 0 | 0 | 0 | 0 | 0 | 0 | 0 | 0 | 0 | 0 | 0 | 0 | 0 | 0 | 0 | 16 | 0 | 0 | 0 |  | 3750 | 525 | 1003.9 | 360.59 | 33.9106 | 1398.4006 | 5148.4006 | 1923.4006 | 1003.9 | 2 | 16 | 256 | 0 | 0 | 0 | 0 | 608 | 0 | 0 | 208.8 | 0 | 187.1 | 0
PCR-AVATAR | [11 empty] | N | FDC |  |  | PROD | PROD |  |  |  | ESB-Digital -BW | TIBCO BW, CA APM | AP | ESB | AP-ESB |  | No | [6 empty] | FDC-DIG-ESB-BW-SVR2 | 1 |  |  | BL620C G7 | x86 Tier 3 | x86 |  | RHEL 5.9 | 2 |  | 16 |  | 256 | [14 empty] | 337 |  | 337 |  | 337 |  |  | Yes | 0 |  | 0 |  |  | 84.25 | 12.6375 | [10 empty] | Existing BAU server to be released after cutover -Hump |  | 0 | 1 | 0 | 0 | 0 | 0 | 0 | 0 | 0 | 0 | 0 | 0 | 0 | 0 | 0 | 0 | 0 | 0 | 0 | 0 | 0 | 0 | 0 | 0 | 0 | 0 | 0 | 0 | 0 | 0 | 0 | 0 | 0 | 0 | 0 | 0 | 0 | 0 | 0 | 0 | 0 | 0 | 0 | 0 | 0 | 0 | 0 | 0 | 16 | 0 | 0 | 0 |  |  |  | 1003.9 | 360.59 | 33.9106 | 1398.4006 | 1398.4006 | 1398.4006 | 1003.9 | 2 | 16 | 256 | 0 | 0 | 0 | 0 | 608 | 0 | 0 | 208.8 | 0 | 187.1 | 0
PCR-AVATAR | [11 empty] | N | FDC |  |  | PROD | PROD |  |  |  | ESB-Digital -BW | TIBCO BW, CA APM | AP | ESB | AP-ESB |  | No | [6 empty] | FDC-DIG-ESB-BW-SVR3 | 1 |  |  | BL620C G7 | x86 Tier 3 | x86 |  | RHEL 5.9 | 2 |  | 16 |  | 256 | [14 empty] | 337 |  | 337 |  | 337 |  |  | Yes | 0 |  | 0 |  |  | 84.25 | 12.6375 | [10 empty] | Existing BAU server to be released after cutover -Hump |  | 0 | 1 | 0 | 0 | 0 | 0 | 0 | 0 | 0 | 0 | 0 | 0 | 0 | 0 | 0 | 0 | 0 | 0 | 0 | 0 | 0 | 0 | 0 | 0 | 0 | 0 | 0 | 0 | 0 | 0 | 0 | 0 | 0 | 0 | 0 | 0 | 0 | 0 | 0 | 0 | 0 | 0 | 0 | 0 | 0 | 0 | 0 | 0 | 16 | 0 | 0 | 0 |  |  |  | 1003.9 | 360.59 | 33.9106 | 1398.4006 | 1398.4006 | 1398.4006 | 1003.9 | 2 | 16 | 256 | 0 | 0 | 0 | 0 | 608 | 0 | 0 | 208.8 | 0 | 187.1 | 0
PCR-AVATAR | [11 empty] | N | FDC |  |  | PROD | PROD |  |  |  | ESB-Digital -BW | TIBCO BW, CA APM | AP | ESB | AP-ESB |  | No | [6 empty] | FDC-DIG-ESB-BW-SVR4 | 1 |  |  | BL620C G7 | x86 Tier 3 | x86 |  | RHEL 5.9 | 2 |  | 16 |  | 256 | [14 empty] | 337 |  | 337 |  | 337 |  |  | Yes | 0 |  | 0 |  |  | 84.25 | 12.6375 | [10 empty] | Existing BAU server to be released after cutover -Hump |  | 0 | 1 | 0 | 0 | 0 | 0 | 0 | 0 | 0 | 0 | 0 | 0 | 0 | 0 | 0 | 0 | 0 | 0 | 0 | 0 | 0 | 0 | 0 | 0 | 0 | 0 | 0 | 0 | 0 | 0 | 0 | 0 | 0 | 0 | 0 | 0 | 0 | 0 | 0 | 0 | 0 | 0 | 0 | 0 | 0 | 0 | 0 | 0 | 16 | 0 | 0 | 0 |  |  |  | 1003.9 | 360.59 | 33.9106 | 1398.4006 | 1398.4006 | 1398.4006 | 1003.9 | 2 | 16 | 256 | 0 | 0 | 0 | 0 | 608 | 0 | 0 | 208.8 | 0 | 187.1 | 0
PCR-AVATAR | [11 empty] | N | FDC |  |  | PROD | PROD |  |  |  | ESB-Digital -BW | TIBCO BW, CA APM | AP | ESB | AP-ESB |  | No | [6 empty] | FDC-DIG-ESB-BW-SVR5 | 1 |  |  | BL620C G7 | x86 Tier 3 | x86 |  | RHEL 5.9 | 2 |  | 16 |  | 256 | [14 empty] | 337 |  | 337 |  | 337 |  |  | Yes | 0 |  | 0 |  |  | 84.25 | 12.6375 | [10 empty] | Existing BAU server to be released after cutover -Hump |  | 0 | 1 | 0 | 0 | 0 | 0 | 0 | 0 | 0 | 0 | 0 | 0 | 0 | 0 | 0 | 0 | 0 | 0 | 0 | 0 | 0 | 0 | 0 | 0 | 0 | 0 | 0 | 0 | 0 | 0 | 0 | 0 | 0 | 0 | 0 | 0 | 0 | 0 | 0 | 0 | 0 | 0 | 0 | 0 | 0 | 0 | 0 | 0 | 16 | 0 | 0 | 0 |  |  |  | 1003.9 | 360.59 | 33.9106 | 1398.4006 | 1398.4006 | 1398.4006 | 1003.9 | 2 | 16 | 256 | 0 | 0 | 0 | 0 | 608 | 0 | 0 | 208.8 | 0 | 187.1 | 0
PCR-AVATAR | [11 empty] | N | FDC |  |  | PROD | PROD |  |  |  | ESB-Digital -BW | TIBCO BW, CA APM | AP | ESB | AP-ESB |  | No | [6 empty] | FDC-DIG-ESB-BW-SVR6 | 1 |  |  | BL620C G7 | x86 Tier 3 | x86 |  | RHEL 5.9 | 2 |  | 16 |  | 256 | [14 empty] | 337 |  | 337 |  | 337 |  |  | Yes | 0 |  | 0 |  |  | 84.25 | 12.6375 | [10 empty] | Existing BAU server to be released after cutover -Hump |  | 0 | 1 | 0 | 0 | 0 | 0 | 0 | 0 | 0 | 0 | 0 | 0 | 0 | 0 | 0 | 0 | 0 | 0 | 0 | 0 | 0 | 0 | 0 | 0 | 0 | 0 | 0 | 0 | 0 | 0 | 0 | 0 | 0 | 0 | 0 | 0 | 0 | 0 | 0 | 0 | 0 | 0 | 0 | 0 | 0 | 0 | 0 | 0 | 16 | 0 | 0 | 0 |  |  |  | 1003.9 | 360.59 | 33.9106 | 1398.4006 | 1398.4006 | 1398.4006 | 1003.9 | 2 | 16 | 256 | 0 | 0 | 0 | 0 | 608 | 0 | 0 | 208.8 | 0 | 187.1 | 0
PCR-AVATAR | [11 empty] | N | FDC |  |  | PROD | PROD |  |  |  | ESB-Digital -BW | TIBCO BW, CA APM | AP | ESB | AP-ESB |  | No | [6 empty] | FDC-DIG-ESB-BW-SVR7 | 1 |  |  | BL620C G7 | x86 Tier 3 | x86 |  | RHEL 5.9 | 2 |  | 16 |  | 256 | [14 empty] | 337 |  | 337 |  | 337 |  |  | Yes | 0 |  | 0 |  |  | 84.25 | 12.6375 | [10 empty] | Existing BAU server to be released after cutover -Hump |  | 0 | 1 | 0 | 0 | 0 | 0 | 0 | 0 | 0 | 0 | 0 | 0 | 0 | 0 | 0 | 0 | 0 | 0 | 0 | 0 | 0 | 0 | 0 | 0 | 0 | 0 | 0 | 0 | 0 | 0 | 0 | 0 | 0 | 0 | 0 | 0 | 0 | 0 | 0 | 0 | 0 | 0 | 0 | 0 | 0 | 0 | 0 | 0 | 16 | 0 | 0 | 0 |  |  |  | 1003.9 | 360.59 | 33.9106 | 1398.4006 | 1398.4006 | 1398.4006 | 1003.9 | 2 | 16 | 256 | 0 | 0 | 0 | 0 | 608 | 0 | 0 | 208.8 | 0 | 187.1 | 0
PCR-AVATAR | [11 empty] | N | FDC |  |  | PROD | PROD |  |  |  | ESB-Digital -BW | TIBCO BW, CA APM | AP | ESB | AP-ESB |  | No | [6 empty] | FDC-DIG-ESB-BW-SVR8 | 1 |  |  | BL620C G7 | x86 Tier 3 | x86 |  | RHEL 5.9 | 2 |  | 16 |  | 256 | [14 empty] | 337 |  | 337 |  | 337 |  |  | Yes | 0 |  | 0 |  |  | 84.25 | 12.6375 | [10 empty] | Existing BAU server to be released after cutover -Hump |  | 0 | 1 | 0 | 0 | 0 | 0 | 0 | 0 | 0 | 0 | 0 | 0 | 0 | 0 | 0 | 0 | 0 | 0 | 0 | 0 | 0 | 0 | 0 | 0 | 0 | 0 | 0 | 0 | 0 | 0 | 0 | 0 | 0 | 0 | 0 | 0 | 0 | 0 | 0 | 0 | 0 | 0 | 0 | 0 | 0 | 0 | 0 | 0 | 16 | 0 | 0 | 0 |  |  |  | 1003.9 | 360.59 | 33.9106 | 1398.4006 | 1398.4006 | 1398.4006 | 1003.9 | 2 | 16 | 256 | 0 | 0 | 0 | 0 | 608 | 0 | 0 | 208.8 | 0 | 187.1 | 0
PCR-AVATAR | [11 empty] | N | FDC |  |  | PROD | PROD |  |  |  | ESB-Digital -BW | TIBCO BW, CA APM | AP | ESB | AP-ESB |  | No | [6 empty] | FDC-DIG-ESB-BW-SVR9 | 1 |  |  | BL620C G7 | x86 Tier 3 | x86 |  | RHEL 5.9 | 2 |  | 16 |  | 256 | [14 empty] | 337 |  | 337 |  | 337 |  |  | Yes | 0 |  | 0 |  |  | 84.25 | 12.6375 | [12 empty] | 0 | 1 | 0 | 0 | 0 | 0 | 0 | 0 | 0 | 0 | 0 | 0 | 0 | 0 | 0 | 0 | 0 | 0 | 0 | 0 | 0 | 0 | 0 | 0 | 0 | 0 | 0 | 0 | 0 | 0 | 0 | 0 | 0 | 0 | 0 | 0 | 0 | 0 | 0 | 0 | 0 | 0 | 0 | 0 | 0 | 0 | 0 | 0 | 16 | 0 | 0 | 0 |  |  |  | 1003.9 | 360.59 | 33.9106 | 1398.4006 | 1398.4006 | 1398.4006 | 1003.9 | 2 | 16 | 256 | 0 | 0 | 0 | 0 | 608 | 0 | 0 | 208.8 | 0 | 187.1 | 0
PCR-AVATAR | [11 empty] | N | FDC |  |  | PROD | PROD |  |  |  | ESB-Digital -BW | TIBCO BW, CA APM | AP | ESB | AP-ESB |  | No | [6 empty] | FDC-DIG-ESB-BW-SVR10 | 1 |  |  | BL620C G7 | x86 Tier 3 | x86 |  | RHEL 5.9 | 2 |  | 16 |  | 256 | [14 empty] | 337 |  | 337 |  | 337 |  |  | Yes | 0 |  | 0 |  |  | 84.25 | 12.6375 | [12 empty] | 0 | 1 | 0 | 0 | 0 | 0 | 0 | 0 | 0 | 0 | 0 | 0 | 0 | 0 | 0 | 0 | 0 | 0 | 0 | 0 | 0 | 0 | 0 | 0 | 0 | 0 | 0 | 0 | 0 | 0 | 0 | 0 | 0 | 0 | 0 | 0 | 0 | 0 | 0 | 0 | 0 | 0 | 0 | 0 | 0 | 0 | 0 | 0 | 16 | 0 | 0 | 0 |  | 3750 | 525 | 1003.9 | 360.59 | 33.9106 | 1398.4006 | 5148.4006 | 1923.4006 | 1003.9 | 2 | 16 | 256 | 0 | 0 | 0 | 0 | 608 | 0 | 0 | 208.8 | 0 | 187.1 | 0
PCR-AVATAR | [11 empty] | N | FDC |  |  | PROD | PROD |  |  |  | ESB-Digital -BW | TIBCO BW, CA APM | AP | ESB | AP-ESB |  | No | [6 empty] | FDC-DIG-ESB-BW-SVR11 | 1 |  |  | BL620C G7 | x86 Tier 3 | x86 |  | RHEL 5.9 | 2 |  | 16 |  | 256 | [14 empty] | 337 |  | 337 |  | 337 |  |  | Yes | 0 |  | 0 |  |  | 84.25 | 12.6375 | [12 empty] | 0 | 1 | 0 | 0 | 0 | 0 | 0 | 0 | 0 | 0 | 0 | 0 | 0 | 0 | 0 | 0 | 0 | 0 | 0 | 0 | 0 | 0 | 0 | 0 | 0 | 0 | 0 | 0 | 0 | 0 | 0 | 0 | 0 | 0 | 0 | 0 | 0 | 0 | 0 | 0 | 0 | 0 | 0 | 0 | 0 | 0 | 0 | 0 | 16 | 0 | 0 | 0 |  |  |  | 1003.9 | 360.59 | 33.9106 | 1398.4006 | 1398.4006 | 1398.4006 | 1003.9 | 2 | 16 | 256 | 0 | 0 | 0 | 0 | 608 | 0 | 0 | 208.8 | 0 | 187.1 | 0
PCR-AVATAR | [11 empty] | N | FDC |  |  | PROD | PROD |  |  |  | ESB-Digital -BW | TIBCO BW, CA APM | AP | ESB | AP-ESB |  | No | [6 empty] | FDC-DIG-ESB-BW-SVR12 | 1 |  |  | BL620C G7 | x86 Tier 3 | x86 |  | RHEL 5.9 | 2 |  | 16 |  | 256 | [14 empty] | 337 |  | 337 |  | 337 |  |  | Yes | 0 |  | 0 |  |  | 84.25 | 12.6375 | [12 empty] | 0 | 1 | 0 | 0 | 0 | 0 | 0 | 0 | 0 | 0 | 0 | 0 | 0 | 0 | 0 | 0 | 0 | 0 | 0 | 0 | 0 | 0 | 0 | 0 | 0 | 0 | 0 | 0 | 0 | 0 | 0 | 0 | 0 | 0 | 0 | 0 | 0 | 0 | 0 | 0 | 0 | 0 | 0 | 0 | 0 | 0 | 0 | 0 | 16 | 0 | 0 | 0 |  |  |  | 1003.9 | 360.59 | 33.9106 | 1398.4006 | 1398.4006 | 1398.4006 | 1003.9 | 2 | 16 | 256 | 0 | 0 | 0 | 0 | 608 | 0 | 0 | 208.8 | 0 | 187.1 | 0
PCR-AVATAR | [11 empty] | N | FDC |  |  | PROD | PROD |  |  |  | Oracle RAC - ESB | Oracle RAC pSeries | DB | ESB | DB-ESB |  | Yes - Outside this BoM |  |  |  | a |  |  | fdcgcgracad14p | 1 |  |  | IBM p7 p795 | IBM P-Series Tier 2 | pSeries |  | AIX 6.1 | [19 empty] | 0 | 100 | 101.1 |  | 101.1 | 100 |  | Yes | 0 |  | 0 |  |  | 50.275 | 7.5413 | [12 empty] | 0 | 0 | 0 | 0 | 0 | 0 | 0 | 0 | 0 | 0 | 0 | 0 | 0 | 0 | 0 | 0 | 0 | 0 | 0 | 0 | 0 | 0 | 0 | 0 | 0 | 0 | 0 | 0 | 0 | 0 | 0 | 0 | 0 | 0 | 0 | 0 | 0 | 0 | 0 | 0 | 0 | 0 | 0 | 0 | 0 | 0 | 0 | 0 | 0 | 0 | 0 | 0 |  | 0 | 0 | 0 | 271.959 | 20.2357 | 292.1947 | 292.1947 | 292.1947 | 0 | 0 | 0 | 0 | 0 | 0 | 0 | 0 | 0 | 0 | 0 | 0 | 0 | 0 | 0
PCR-AVATAR | [11 empty] | N | FDC |  |  | PROD | PROD |  |  |  | Oracle RAC - ESB, | Oracle RAC pSeries | DB | ESB | DB-ESB |  | Yes - Outside this BoM |  |  |  | a |  |  | fdcgcgracad15p | 1 |  |  | IBM p7 p795 | IBM P-Series Tier 2 | pSeries |  | AIX 6.1 | [19 empty] | 0 |  | 0 |  | 0 |  |  | Yes | 0 |  | 0 |  |  | 0 | 0 | [12 empty] | 0 | 0 | 0 | 0 | 0 | 0 | 0 | 0 | 0 | 0 | 0 | 0 | 0 | 0 | 0 | 0 | 0 | 0 | 0 | 0 | 0 | 0 | 0 | 0 | 0 | 0 | 0 | 0 | 0 | 0 | 0 | 0 | 0 | 0 | 0 | 0 | 0 | 0 | 0 | 0 | 0 | 0 | 0 | 0 | 0 | 0 | 0 | 0 | 0 | 0 | 0 | 0 |  |  |  | 0 | 0 | 0 | 0 | 0 | 0 | 0 | 0 | 0 | 0 | 0 | 0 | 0 | 0 | 0 | 0 | 0 | 0 | 0 | 0 | 0
PCR-AVATAR | [11 empty] | N | FDC |  |  | PROD | PROD |  |  |  | Dataguard- Oracle RAC-ESB | Oracle RAC pSeries | DB | ESB | DB-ESB |  | Yes - Outside this BoM |  |  |  | a |  |  | fdcgcgdtgad14p | 1 |  |  | IBM p7 p795 | IBM P-Series Tier 2 | pSeries |  | AIX 6.1 | [19 empty] | 0 | 100 | 101.1 |  | 101.1 | 100 |  | Yes | 0 |  | 0 |  |  | 50.275 | 7.5413 | [12 empty] | 0 | 0 | 0 | 0 | 0 | 0 | 0 | 0 | 0 | 0 | 0 | 0 | 0 | 0 | 0 | 0 | 0 | 0 | 0 | 0 | 0 | 0 | 0 | 0 | 0 | 0 | 0 | 0 | 0 | 0 | 0 | 0 | 0 | 0 | 0 | 0 | 0 | 0 | 0 | 0 | 0 | 0 | 0 | 0 | 0 | 0 | 0 | 0 | 0 | 0 | 0 | 0 |  |  |  | 0 | 271.959 | 20.2357 | 292.1947 | 292.1947 | 292.1947 | 0 | 0 | 0 | 0 | 0 | 0 | 0 | 0 | 0 | 0 | 0 | 0 | 0 | 0 | 0
PCR-AVATAR | [11 empty] | N | FDC |  |  | PROD | PROD |  |  |  | Oracle HACMP - Tibco, RMAN | Oracle Standalone | DB | ESB | DB-ESB |  | Yes - Outside this BoM |  |  |  | a |  |  | fdcgcgticad01p | 1 |  |  | IBM p7 p795 | IBM P-Series Tier 2 | pSeries |  | AIX 6.1 | [19 empty] | 0 | 100 | 101.1 |  | 101.1 | 100 |  | Yes | 0 |  | 0 |  |  | 50.275 | 7.5413 | [12 empty] | 0 | 0 | 0 | 0 | 0 | 0 | 0 | 0 | 0 | 0 | 0 | 0 | 0 | 0 | 0 | 0 | 0 | 0 | 0 | 0 | 0 | 0 | 0 | 0 | 0 | 0 | 0 | 0 | 0 | 0 | 0 | 0 | 0 | 0 | 0 | 0 | 0 | 0 | 0 | 0 | 0 | 0 | 0 | 0 | 0 | 0 | 0 | 0 | 0 | 0 | 0 | 0 |  | 0 | 0 | 0 | 271.959 | 20.2357 | 292.1947 | 292.1947 | 292.1947 | 0 | 0 | 0 | 0 | 0 | 0 | 0 | 0 | 0 | 0 | 0 | 0 | 0 | 0 | 0
PCR-AVATAR | [11 empty] | N | FDC |  |  | PROD | PROD |  |  |  | Oracle HACMP - Tibco, RMAN | Oracle Standalone | DB | ESB | DB-ESB |  | Yes - Outside this BoM |  |  |  | a |  |  | fdcgcgticad02p | 1 |  |  | IBM p7 p795 | IBM P-Series Tier 2 | pSeries |  | AIX 6.1 | [19 empty] | 0 |  | 0 |  | 0 |  |  | Yes | 0 |  | 0 |  |  | 0 | 0 | [12 empty] | 0 | 0 | 0 | 0 | 0 | 0 | 0 | 0 | 0 | 0 | 0 | 0 | 0 | 0 | 0 | 0 | 0 | 0 | 0 | 0 | 0 | 0 | 0 | 0 | 0 | 0 | 0 | 0 | 0 | 0 | 0 | 0 | 0 | 0 | 0 | 0 | 0 | 0 | 0 | 0 | 0 | 0 | 0 | 0 | 0 | 0 | 0 | 0 | 0 | 0 | 0 | 0 |  | 0 | 0 | 0 | 0 | 0 | 0 | 0 | 0 | 0 | 0 | 0 | 0 | 0 | 0 | 0 | 0 | 0 | 0 | 0 | 0 | 0 | 0 | 0
PCR-AVATAR | [11 empty] | N | FDC |  |  | PAT | PROD |  |  |  | Oracle RAC - ESB | Oracle RAC pSeries | DB | ESB | DB-ESB |  | Yes - Outside this BoM |  |  |  | a |  |  | fdcgcgracad31p | 1 |  |  | IBM p7 p795 | IBM P-Series Tier 2 | pSeries |  | AIX 6.1 | 2 |  | 2 |  | 128 | [14 empty] | 0 | 1300 | 1314.3 |  | 1314.3 | 1000 |  | No | 0 |  | 0 |  |  | 578.575 | 86.7863 | [12 empty] | 0 | 0 | 0 | 0 | 0 | 0 | 0 | 0 | 0 | 0 | 0 | 0 | 0 | 0 | 0 | 0 | 0 | 0 | 0 | 0 | 0 | 0 | 0 | 0 | 0 | 0 | 0 | 0 | 0 | 0 | 0 | 0 | 0 | 0 | 0 | 2 | 0 | 0 | 0 | 0 | 0 | 0 | 0 | 0 | 0 | 0 | 0 | 0 | 0 | 0 | 0 | 0 |  | 359.305 | 62.9133 | 2522 | 1602.435 | 232.8764 | 4357.3114 | 4716.6164 | 4420.2248 | 2522 | 2 | 2 | 128 | 0 | 0 | 0 | 0 | 1658 | 0 | 0 | 864 | 0 | 0 | 0
PCR-AVATAR | [11 empty] | N | FDC |  |  | PAT | PROD |  |  |  | Oracle RAC - ESB | Oracle RAC pSeries | DB | ESB | DB-ESB |  | Yes - Outside this BoM |  |  |  | a |  |  | fdcgcgracad32p | 1 |  |  | IBM p7 p795 | IBM P-Series Tier 2 | pSeries |  | AIX 6.1 | 2 |  | 2 |  | 128 | [14 empty] | 0 | 300 | 303.3 |  | 303.3 |  |  | No | 0 |  | 0 |  |  | 75.825 | 11.3737 | [12 empty] | 0 | 0 | 0 | 0 | 0 | 0 | 0 | 0 | 0 | 0 | 0 | 0 | 0 | 0 | 0 | 0 | 0 | 0 | 0 | 0 | 0 | 0 | 0 | 0 | 0 | 0 | 0 | 0 | 0 | 0 | 0 | 0 | 0 | 0 | 0 | 2 | 0 | 0 | 0 | 0 | 0 | 0 | 0 | 0 | 0 | 0 | 0 | 0 | 0 | 0 | 0 | 0 |  | 359.305 | 62.9133 | 2522 | 136.485 | 30.5196 | 2689.0046 | 3048.3096 | 2751.9179 | 2522 | 2 | 2 | 128 | 0 | 0 | 0 | 0 | 1658 | 0 | 0 | 864 | 0 | 0 | 0
PCR-AVATAR | [11 empty] | N | FDC |  |  | PAT | PROD |  |  |  | ESB-PAT-BW | TIBCO BW, CA APM | AP | ESB | AP-ESB |  | Yes - Outside this BoM |  |  |  | a |  |  | FDCGCGTIBLA25P | 1 |  |  | BL620C G7 | x86 Tier 3 | x86 |  | RHEL 5.9 | [19 empty] | 0 |  | 0 |  | 0 |  |  | No | 0 |  | 0 |  |  | 0 | 0 | [12 empty] | 0 | 0 | 0 | 0 | 0 | 0 | 0 | 0 | 0 | 0 | 0 | 0 | 0 | 0 | 0 | 0 | 0 | 0 | 0 | 0 | 0 | 0 | 0 | 0 | 0 | 0 | 0 | 0 | 0 | 0 | 0 | 0 | 0 | 0 | 0 | 0 | 0 | 0 | 0 | 0 | 0 | 0 | 0 | 0 | 0 | 0 | 0 | 0 | 0 | 0 | 0 | 0 |  |  |  | 0 | 0 | 0 | 0 | 0 | 0 | 0 | 0 | 0 | 0 | 0 | 0 | 0 | 0 | 0 | 0 | 0 | 0 | 0 | 0 | 0
PCR-AVATAR | [11 empty] | N | FDC |  |  | PAT | PROD |  |  |  | ESB-PAT-BW | TIBCO BW, CA APM | AP | ESB | AP-ESB |  | Yes - Outside this BoM |  |  |  | a |  |  | FDCGCGTIBLA26P | 1 |  |  | BL620C G7 | x86 Tier 3 | x86 |  | RHEL 5.9 | [19 empty] | 0 |  | 0 |  | 0 |  |  | No | 0 |  | 0 |  |  | 0 | 0 | [12 empty] | 0 | 0 | 0 | 0 | 0 | 0 | 0 | 0 | 0 | 0 | 0 | 0 | 0 | 0 | 0 | 0 | 0 | 0 | 0 | 0 | 0 | 0 | 0 | 0 | 0 | 0 | 0 | 0 | 0 | 0 | 0 | 0 | 0 | 0 | 0 | 0 | 0 | 0 | 0 | 0 | 0 | 0 | 0 | 0 | 0 | 0 | 0 | 0 | 0 | 0 | 0 | 0 |  |  |  | 0 | 0 | 0 | 0 | 0 | 0 | 0 | 0 | 0 | 0 | 0 | 0 | 0 | 0 | 0 | 0 | 0 | 0 | 0 | 0 | 0
PCR-AVATAR | [11 empty] | N | FDC |  |  | PAT | PROD |  |  |  | ESB-PAT-BW | TIBCO BW, CA APM | AP | ESB | AP-ESB |  | Yes - Outside this BoM |  |  |  | a |  |  | FDCGCGTIBLA27P | 1 |  |  | BL620C G7 | x86 Tier 3 | x86 |  | RHEL 5.9 | [19 empty] | 0 |  | 0 |  | 0 |  |  | No | 0 |  | 0 |  |  | 0 | 0 | [12 empty] | 0 | 0 | 0 | 0 | 0 | 0 | 0 | 0 | 0 | 0 | 0 | 0 | 0 | 0 | 0 | 0 | 0 | 0 | 0 | 0 | 0 | 0 | 0 | 0 | 0 | 0 | 0 | 0 | 0 | 0 | 0 | 0 | 0 | 0 | 0 | 0 | 0 | 0 | 0 | 0 | 0 | 0 | 0 | 0 | 0 | 0 | 0 | 0 | 0 | 0 | 0 | 0 |  |  |  | 0 | 0 | 0 | 0 | 0 | 0 | 0 | 0 | 0 | 0 | 0 | 0 | 0 | 0 | 0 | 0 | 0 | 0 | 0 | 0 | 0
PCR-AVATAR | [11 empty] | N | FDC |  |  | PAT | PROD |  |  |  | ESB-PAT-BW | TIBCO BW, CA APM | AP | ESB | AP-ESB |  | Yes - Outside this BoM |  |  |  | a |  |  | FDCGCGTIBLA28P | 1 |  |  | BL620C G7 | x86 Tier 3 | x86 |  | RHEL 5.9 | [19 empty] | 0 |  | 0 |  | 0 |  |  | No | 0 |  | 0 |  |  | 0 | 0 | [12 empty] | 0 | 0 | 0 | 0 | 0 | 0 | 0 | 0 | 0 | 0 | 0 | 0 | 0 | 0 | 0 | 0 | 0 | 0 | 0 | 0 | 0 | 0 | 0 | 0 | 0 | 0 | 0 | 0 | 0 | 0 | 0 | 0 | 0 | 0 | 0 | 0 | 0 | 0 | 0 | 0 | 0 | 0 | 0 | 0 | 0 | 0 | 0 | 0 | 0 | 0 | 0 | 0 |  |  |  | 0 | 0 | 0 | 0 | 0 | 0 | 0 | 0 | 0 | 0 | 0 | 0 | 0 | 0 | 0 | 0 | 0 | 0 | 0 | 0 | 0
PCR-AVATAR | [11 empty] | N | FDC |  |  | PAT | PROD |  |  |  | ESB-PAT-BW | TIBCO BW, CA APM | AP | ESB | AP-ESB |  | Yes - Outside this BoM |  |  |  | a |  |  | FDCGCGTIBLA35P | 1 |  |  | BL620C G7 | x86 Tier 3 | x86 |  | RHEL 5.9 | [19 empty] | 0 |  | 0 |  | 0 |  |  | No | 0 |  | 0 |  |  | 0 | 0 | [12 empty] | 0 | 0 | 0 | 0 | 0 | 0 | 0 | 0 | 0 | 0 | 0 | 0 | 0 | 0 | 0 | 0 | 0 | 0 | 0 | 0 | 0 | 0 | 0 | 0 | 0 | 0 | 0 | 0 | 0 | 0 | 0 | 0 | 0 | 0 | 0 | 0 | 0 | 0 | 0 | 0 | 0 | 0 | 0 | 0 | 0 | 0 | 0 | 0 | 0 | 0 | 0 | 0 |  |  |  | 0 | 0 | 0 | 0 | 0 | 0 | 0 | 0 | 0 | 0 | 0 | 0 | 0 | 0 | 0 | 0 | 0 | 0 | 0 | 0 | 0
PCR-AVATAR | [11 empty] | N | FDC |  |  | PAT | PROD |  |  |  | ESB-PAT-BW | TIBCO BW, CA APM | AP | ESB | AP-ESB |  | Yes - Outside this BoM |  |  |  | a |  |  | FDCGCGTIBLA36P | 1 |  |  | BL620C G7 | x86 Tier 3 | x86 |  | RHEL 5.9 | [19 empty] | 0 |  | 0 |  | 0 |  |  | No | 0 |  | 0 |  |  | 0 | 0 | [12 empty] | 0 | 0 | 0 | 0 | 0 | 0 | 0 | 0 | 0 | 0 | 0 | 0 | 0 | 0 | 0 | 0 | 0 | 0 | 0 | 0 | 0 | 0 | 0 | 0 | 0 | 0 | 0 | 0 | 0 | 0 | 0 | 0 | 0 | 0 | 0 | 0 | 0 | 0 | 0 | 0 | 0 | 0 | 0 | 0 | 0 | 0 | 0 | 0 | 0 | 0 | 0 | 0 |  |  |  | 0 | 0 | 0 | 0 | 0 | 0 | 0 | 0 | 0 | 0 | 0 | 0 | 0 | 0 | 0 | 0 | 0 | 0 | 0 | 0 | 0
PCR-AVATAR | [11 empty] | N | RDC |  |  | COB | COB |  |  |  | MQ | IBM WMQ x86, CA APM | AP | ESB | AP-ESB |  | Yes - Outside this BoM |  |  |  | a |  |  | FDCGCGMQMLA19C | 1 |  |  | BL620C G7 | x86 Tier 3 | x86 |  | RHEL 5.9 | [19 empty] | 0 |  | 0 |  | 0 |  |  | Yes | 0 |  | 0 |  |  | 0 | 0 | [10 empty] | To be reused - if no techstack change |  | 0 | 0 | 0 | 0 | 0 | 0 | 0 | 0 | 0 | 0 | 0 | 0 | 0 | 0 | 0 | 0 | 0 | 0 | 0 | 0 | 0 | 0 | 0 | 0 | 0 | 0 | 0 | 0 | 0 | 0 | 0 | 0 | 0 | 0 | 0 | 0 | 0 | 0 | 0 | 0 | 0 | 0 | 0 | 0 | 0 | 0 | 0 | 0 | 0 | 0 | 0 | 0 |  | 0 | 0 | 0 | 0 | 0 | 0 | 0 | 0 | 0 | 0 | 0 | 0 | 0 | 0 | 0 | 0 | 0 | 0 | 0 | 0 | 0 | 0 | 0
PCR-AVATAR | [11 empty] | N | RDC |  |  | COB | COB |  |  |  | MQ | IBM WMQ x86, CA APM | AP | ESB | AP-ESB |  | Yes - Outside this BoM |  |  |  | a |  |  | FDCGCGMQMLA20C | 1 |  |  | BL620C G7 | x86 Tier 3 | x86 |  | RHEL 5.9 | [19 empty] | 0 |  | 0 |  | 0 |  |  | Yes | 0 |  | 0 |  |  | 0 | 0 | [10 empty] | To be reused - if no techstack change |  | 0 | 0 | 0 | 0 | 0 | 0 | 0 | 0 | 0 | 0 | 0 | 0 | 0 | 0 | 0 | 0 | 0 | 0 | 0 | 0 | 0 | 0 | 0 | 0 | 0 | 0 | 0 | 0 | 0 | 0 | 0 | 0 | 0 | 0 | 0 | 0 | 0 | 0 | 0 | 0 | 0 | 0 | 0 | 0 | 0 | 0 | 0 | 0 | 0 | 0 | 0 | 0 |  |  |  | 0 | 0 | 0 | 0 | 0 | 0 | 0 | 0 | 0 | 0 | 0 | 0 | 0 | 0 | 0 | 0 | 0 | 0 | 0 | 0 | 0
PCR-AVATAR | [11 empty] | N | RDC |  |  | COB | COB |  |  |  | MQ | IBM WMQ x86, CA APM | AP | ESB | AP-ESB |  | Yes - Outside this BoM |  |  |  | a |  |  | FDCGCGMQMLA65C | 1 |  |  | BL620C G7 | x86 Tier 3 | x86 |  | RHEL 5.9 | [19 empty] | 0 |  | 0 |  | 0 |  |  | Yes | 0 |  | 0 |  |  | 0 | 0 | [10 empty] | To be reused - if no techstack change |  | 0 | 0 | 0 | 0 | 0 | 0 | 0 | 0 | 0 | 0 | 0 | 0 | 0 | 0 | 0 | 0 | 0 | 0 | 0 | 0 | 0 | 0 | 0 | 0 | 0 | 0 | 0 | 0 | 0 | 0 | 0 | 0 | 0 | 0 | 0 | 0 | 0 | 0 | 0 | 0 | 0 | 0 | 0 | 0 | 0 | 0 | 0 | 0 | 0 | 0 | 0 | 0 |  |  |  | 0 | 0 | 0 | 0 | 0 | 0 | 0 | 0 | 0 | 0 | 0 | 0 | 0 | 0 | 0 | 0 | 0 | 0 | 0 | 0 | 0
PCR-AVATAR | [11 empty] | N | RDC |  |  | COB | COB |  |  |  | MQ | IBM WMQ x86, CA APM | AP | ESB | AP-ESB |  | Yes - Outside this BoM |  |  |  | a |  |  | FDCGCGMQMLA75C | 1 |  |  | BL620C G7 | x86 Tier 3 | x86 |  | RHEL 5.9 | [19 empty] | 0 |  | 0 |  | 0 |  |  | Yes | 0 |  | 0 |  |  | 0 | 0 | [10 empty] | To be reused - if no techstack change |  | 0 | 0 | 0 | 0 | 0 | 0 | 0 | 0 | 0 | 0 | 0 | 0 | 0 | 0 | 0 | 0 | 0 | 0 | 0 | 0 | 0 | 0 | 0 | 0 | 0 | 0 | 0 | 0 | 0 | 0 | 0 | 0 | 0 | 0 | 0 | 0 | 0 | 0 | 0 | 0 | 0 | 0 | 0 | 0 | 0 | 0 | 0 | 0 | 0 | 0 | 0 | 0 |  |  |  | 0 | 0 | 0 | 0 | 0 | 0 | 0 | 0 | 0 | 0 | 0 | 0 | 0 | 0 | 0 | 0 | 0 | 0 | 0 | 0 | 0
PCR-AVATAR | [11 empty] | N | RDC |  |  | COB | COB |  |  |  | ESB [V5,V6], CMR, SNF - EMS | Veritas Cluster/CFS, TIBCO EMS, CA APM | AP | ESB | AP-ESB |  | Yes - Outside this BoM |  |  |  | a |  |  | FDCGCGTIBLA61C | 1 |  |  | BL620C G7 | x86 Tier 3 | x86 |  | RHEL 5.9 | [19 empty] | 0 |  | 0 |  | 0 |  |  | Yes | 0 |  | 0 |  |  | 0 | 0 | [10 empty] | To be reused - if no techstack change |  | 0 | 0 | 0 | 0 | 0 | 0 | 0 | 0 | 0 | 0 | 0 | 0 | 0 | 0 | 0 | 0 | 0 | 0 | 0 | 0 | 0 | 0 | 0 | 0 | 0 | 0 | 0 | 0 | 0 | 0 | 0 | 0 | 0 | 0 | 0 | 0 | 0 | 0 | 0 | 0 | 0 | 0 | 0 | 0 | 0 | 0 | 0 | 0 | 0 | 0 | 0 | 0 |  |  |  | 0 | 0 | 0 | 0 | 0 | 0 | 0 | 0 | 0 | 0 | 0 | 0 | 0 | 0 | 0 | 0 | 0 | 0 | 0 | 0 | 0
PCR-AVATAR | [11 empty] | N | RDC |  |  | COB | COB |  |  |  | ESB [V5,V6], CMR, SNF - EMS | Veritas Cluster/CFS, TIBCO EMS, CA APM | AP | ESB | AP-ESB |  | Yes - Outside this BoM |  |  |  | a |  |  | FDCGCGTIBLA71C | 1 |  |  | BL620C G7 | x86 Tier 3 | x86 |  | RHEL 5.9 | [19 empty] | 0 |  | 0 |  | 0 |  |  | Yes | 0 |  | 0 |  |  | 0 | 0 | [10 empty] | To be reused - if no techstack change |  | 0 | 0 | 0 | 0 | 0 | 0 | 0 | 0 | 0 | 0 | 0 | 0 | 0 | 0 | 0 | 0 | 0 | 0 | 0 | 0 | 0 | 0 | 0 | 0 | 0 | 0 | 0 | 0 | 0 | 0 | 0 | 0 | 0 | 0 | 0 | 0 | 0 | 0 | 0 | 0 | 0 | 0 | 0 | 0 | 0 | 0 | 0 | 0 | 0 | 0 | 0 | 0 |  |  |  | 0 | 0 | 0 | 0 | 0 | 0 | 0 | 0 | 0 | 0 | 0 | 0 | 0 | 0 | 0 | 0 | 0 | 0 | 0 | 0 | 0
PCR-AVATAR | [11 empty] | N | RDC |  |  | COB | COB |  |  |  | ESB [V5,V6], CMR, SNF - EMS | Veritas Cluster/CFS, TIBCO EMS, CA APM | AP | ESB | AP-ESB |  | Yes - Outside this BoM |  |  |  | a |  |  | FDCGCGTIBLA81C | 1 |  |  | BL620C G7 | x86 Tier 3 | x86 |  | RHEL 5.9 | [19 empty] | 0 |  | 0 |  | 0 |  |  | Yes | 0 |  | 0 |  |  | 0 | 0 | [10 empty] | To be reused - if no techstack change |  | 0 | 0 | 0 | 0 | 0 | 0 | 0 | 0 | 0 | 0 | 0 | 0 | 0 | 0 | 0 | 0 | 0 | 0 | 0 | 0 | 0 | 0 | 0 | 0 | 0 | 0 | 0 | 0 | 0 | 0 | 0 | 0 | 0 | 0 | 0 | 0 | 0 | 0 | 0 | 0 | 0 | 0 | 0 | 0 | 0 | 0 | 0 | 0 | 0 | 0 | 0 | 0 |  |  |  | 0 | 0 | 0 | 0 | 0 | 0 | 0 | 0 | 0 | 0 | 0 | 0 | 0 | 0 | 0 | 0 | 0 | 0 | 0 | 0 | 0
PCR-AVATAR | [11 empty] | N | RDC |  |  | COB | COB |  |  |  | ESB [V5,V6], CMR, SNF - EMS | Veritas Cluster/CFS, TIBCO EMS, CA APM | AP | ESB | AP-ESB |  | Yes - Outside this BoM |  |  |  | a |  |  | FDCGCGTIBLA91C | 1 |  |  | BL620C G7 | x86 Tier 3 | x86 |  | RHEL 5.9 | [19 empty] | 0 |  | 0 |  | 0 |  |  | Yes | 0 |  | 0 |  |  | 0 | 0 | [10 empty] | To be reused - if no techstack change |  | 0 | 0 | 0 | 0 | 0 | 0 | 0 | 0 | 0 | 0 | 0 | 0 | 0 | 0 | 0 | 0 | 0 | 0 | 0 | 0 | 0 | 0 | 0 | 0 | 0 | 0 | 0 | 0 | 0 | 0 | 0 | 0 | 0 | 0 | 0 | 0 | 0 | 0 | 0 | 0 | 0 | 0 | 0 | 0 | 0 | 0 | 0 | 0 | 0 | 0 | 0 | 0 |  |  |  | 0 | 0 | 0 | 0 | 0 | 0 | 0 | 0 | 0 | 0 | 0 | 0 | 0 | 0 | 0 | 0 | 0 | 0 | 0 | 0 | 0
PCR-AVATAR | [11 empty] | N | RDC |  |  | COB | COB |  |  |  | ESB-Digital - EMS | Veritas Cluster/CFS, TIBCO EMS, CA APM | AP | ESB | AP-ESB |  | No | [6 empty] | RDC-COB-DIG-ESB-EMS-SVR1 | 1 |  |  | BL620C G7 | x86 Tier 3 | x86 |  | RHEL 5.9 | 2 |  |  |  | 256 | [16 empty] | 0 |  | 0 |  |  | Yes | 0 |  | 0 |  |  | 0 | 0 | [10 empty] | Existing Server to be reused - if no techstack change |  | 0 | 1 | 0 | 0 | 0 | 0 | 0 | 0 | 0 | 0 | 0 | 0 | 0 | 0 | 0 | 0 | 0 | 0 | 0 | 0 | 0 | 0 | 0 | 0 | 0 | 0 | 0 | 0 | 0 | 0 | 0 | 0 | 0 | 0 | 0 | 0 | 0 | 0 | 0 | 0 | 0 | 0 | 0 | 0 | 0 | 0 | 0 | 0 | 0 | 0 | 0 | 2 |  | 6359.75 | 899.755 | 1003.9 | 0 | 0 | 1003.9 | 7363.65 | 1903.655 | 1003.9 | 2 | 0 | 256 | 0 | 0 | 0 | 0 | 608 | 0 | 0 | 208.8 | 0 | 187.1 | 0
PCR-AVATAR | [11 empty] | N | RDC |  |  | COB | COB |  |  |  | ESB-Digital - EMS | Veritas Cluster/CFS, TIBCO EMS, CA APM | AP | ESB | AP-ESB |  | No | [6 empty] | RDC-COB-DIG-ESB-EMS-SVR2 | 1 |  |  | BL620C G7 | x86 Tier 3 | x86 |  | RHEL 5.9 | 2 |  |  |  | 256 | [16 empty] | 0 |  | 0 |  |  | Yes | 0 |  | 0 |  |  | 0 | 0 | [10 empty] | Existing Server to be reused - if no techstack change |  | 0 | 1 | 0 | 0 | 0 | 0 | 0 | 0 | 0 | 0 | 0 | 0 | 0 | 0 | 0 | 0 | 0 | 0 | 0 | 0 | 0 | 0 | 0 | 0 | 0 | 0 | 0 | 0 | 0 | 0 | 0 | 0 | 0 | 0 | 0 | 0 | 0 | 0 | 0 | 0 | 0 | 0 | 0 | 0 | 0 | 0 | 0 | 0 | 0 | 0 | 0 | 2 |  |  |  | 1003.9 | 0 | 0 | 1003.9 | 1003.9 | 1003.9 | 1003.9 | 2 | 0 | 256 | 0 | 0 | 0 | 0 | 608 | 0 | 0 | 208.8 | 0 | 187.1 | 0
PCR-AVATAR | [11 empty] | N | RDC |  |  | COB | COB |  |  |  | ESB-Digital - EMS | Veritas Cluster/CFS, TIBCO EMS, CA APM | AP | ESB | AP-ESB |  | No | [6 empty] | RDC-COB-DIG-ESB-EMS-SVR3 | 1 |  |  | BL620C G7 | x86 Tier 3 | x86 |  | RHEL 5.9 | 2 |  |  |  | 256 | [16 empty] | 0 |  | 0 |  |  | Yes | 0 |  | 0 |  |  | 0 | 0 | [10 empty] | Existing Server to be reused - if no techstack change |  | 0 | 1 | 0 | 0 | 0 | 0 | 0 | 0 | 0 | 0 | 0 | 0 | 0 | 0 | 0 | 0 | 0 | 0 | 0 | 0 | 0 | 0 | 0 | 0 | 0 | 0 | 0 | 0 | 0 | 0 | 0 | 0 | 0 | 0 | 0 | 0 | 0 | 0 | 0 | 0 | 0 | 0 | 0 | 0 | 0 | 0 | 0 | 0 | 0 | 0 | 0 | 2 |  |  |  | 1003.9 | 0 | 0 | 1003.9 | 1003.9 | 1003.9 | 1003.9 | 2 | 0 | 256 | 0 | 0 | 0 | 0 | 608 | 0 | 0 | 208.8 | 0 | 187.1 | 0
PCR-AVATAR | [11 empty] | N | RDC |  |  | COB | COB |  |  |  | ESB-Digital - EMS | Veritas Cluster/CFS, TIBCO EMS, CA APM | AP | ESB | AP-ESB |  | No | [6 empty] | RDC-COB-DIG-ESB-EMS-SVR4 | 1 |  |  | BL620C G7 | x86 Tier 3 | x86 |  | RHEL 5.9 | 2 |  |  |  | 256 | [16 empty] | 0 |  | 0 |  |  | Yes | 0 |  | 0 |  |  | 0 | 0 | [10 empty] | Existing Server to be reused - if no techstack change |  | 0 | 1 | 0 | 0 | 0 | 0 | 0 | 0 | 0 | 0 | 0 | 0 | 0 | 0 | 0 | 0 | 0 | 0 | 0 | 0 | 0 | 0 | 0 | 0 | 0 | 0 | 0 | 0 | 0 | 0 | 0 | 0 | 0 | 0 | 0 | 0 | 0 | 0 | 0 | 0 | 0 | 0 | 0 | 0 | 0 | 0 | 0 | 0 | 0 | 0 | 0 | 2 |  |  |  | 1003.9 | 0 | 0 | 1003.9 | 1003.9 | 1003.9 | 1003.9 | 2 | 0 | 256 | 0 | 0 | 0 | 0 | 608 | 0 | 0 | 208.8 | 0 | 187.1 | 0
PCR-AVATAR | [11 empty] | N | RDC |  |  | COB | COB |  |  |  | ESB-Digital -BW | TIBCO BW, CA APM | AP | ESB | AP-ESB |  | No | [6 empty] | RDC-COB-DIG-ESB-BW-SVR1 | 1 |  |  | BL620C G7 | x86 Tier 3 | x86 |  | RHEL 5.9 | 2 |  |  |  | 256 | [16 empty] | 0 |  | 0 |  |  | Yes | 0 |  | 0 |  |  | 0 | 0 | [10 empty] | Existing BAU server to be released after cutover -Hump |  | 0 | 1 | 0 | 0 | 0 | 0 | 0 | 0 | 0 | 0 | 0 | 0 | 0 | 0 | 0 | 0 | 0 | 0 | 0 | 0 | 0 | 0 | 0 | 0 | 0 | 0 | 0 | 0 | 0 | 0 | 0 | 0 | 0 | 0 | 0 | 0 | 0 | 0 | 0 | 0 | 0 | 0 | 0 | 0 | 0 | 0 | 0 | 0 | 0 | 0 | 0 | 0 |  |  |  | 1003.9 | 0 | 0 | 1003.9 | 1003.9 | 1003.9 | 1003.9 | 2 | 0 | 256 | 0 | 0 | 0 | 0 | 608 | 0 | 0 | 208.8 | 0 | 187.1 | 0
PCR-AVATAR | [11 empty] | N | RDC |  |  | COB | COB |  |  |  | ESB-Digital -BW | TIBCO BW, CA APM | AP | ESB | AP-ESB |  | No | [6 empty] | RDC-COB-DIG-ESB-BW-SVR2 | 1 |  |  | BL620C G7 | x86 Tier 3 | x86 |  | RHEL 5.9 | 2 |  |  |  | 256 | [16 empty] | 0 |  | 0 |  |  | Yes | 0 |  | 0 |  |  | 0 | 0 | [10 empty] | Existing BAU server to be released after cutover -Hump |  | 0 | 1 | 0 | 0 | 0 | 0 | 0 | 0 | 0 | 0 | 0 | 0 | 0 | 0 | 0 | 0 | 0 | 0 | 0 | 0 | 0 | 0 | 0 | 0 | 0 | 0 | 0 | 0 | 0 | 0 | 0 | 0 | 0 | 0 | 0 | 0 | 0 | 0 | 0 | 0 | 0 | 0 | 0 | 0 | 0 | 0 | 0 | 0 | 0 | 0 | 0 | 0 |  |  |  | 1003.9 | 0 | 0 | 1003.9 | 1003.9 | 1003.9 | 1003.9 | 2 | 0 | 256 | 0 | 0 | 0 | 0 | 608 | 0 | 0 | 208.8 | 0 | 187.1 | 0
PCR-AVATAR | [11 empty] | N | RDC |  |  | COB | COB |  |  |  | ESB-Digital -BW | TIBCO BW, CA APM | AP | ESB | AP-ESB |  | No | [6 empty] | RDC-COB-DIG-ESB-BW-SVR3 | 1 |  |  | BL620C G7 | x86 Tier 3 | x86 |  | RHEL 5.9 | 2 |  |  |  | 256 | [16 empty] | 0 |  | 0 |  |  | Yes | 0 |  | 0 |  |  | 0 | 0 | [10 empty] | Existing BAU server to be released after cutover -Hump |  | 0 | 1 | 0 | 0 | 0 | 0 | 0 | 0 | 0 | 0 | 0 | 0 | 0 | 0 | 0 | 0 | 0 | 0 | 0 | 0 | 0 | 0 | 0 | 0 | 0 | 0 | 0 | 0 | 0 | 0 | 0 | 0 | 0 | 0 | 0 | 0 | 0 | 0 | 0 | 0 | 0 | 0 | 0 | 0 | 0 | 0 | 0 | 0 | 0 | 0 | 0 | 0 |  |  |  | 1003.9 | 0 | 0 | 1003.9 | 1003.9 | 1003.9 | 1003.9 | 2 | 0 | 256 | 0 | 0 | 0 | 0 | 608 | 0 | 0 | 208.8 | 0 | 187.1 | 0
PCR-AVATAR | [11 empty] | N | RDC |  |  | COB | COB |  |  |  | ESB-Digital -BW | TIBCO BW, CA APM | AP | ESB | AP-ESB |  | No | [6 empty] | RDC-COB-DIG-ESB-BW-SVR4 | 1 |  |  | BL620C G7 | x86 Tier 3 | x86 |  | RHEL 5.9 | 2 |  |  |  | 256 | [16 empty] | 0 |  | 0 |  |  | Yes | 0 |  | 0 |  |  | 0 | 0 | [10 empty] | Existing BAU server to be released after cutover -Hump |  | 0 | 1 | 0 | 0 | 0 | 0 | 0 | 0 | 0 | 0 | 0 | 0 | 0 | 0 | 0 | 0 | 0 | 0 | 0 | 0 | 0 | 0 | 0 | 0 | 0 | 0 | 0 | 0 | 0 | 0 | 0 | 0 | 0 | 0 | 0 | 0 | 0 | 0 | 0 | 0 | 0 | 0 | 0 | 0 | 0 | 0 | 0 | 0 | 0 | 0 | 0 | 0 |  |  |  | 1003.9 | 0 | 0 | 1003.9 | 1003.9 | 1003.9 | 1003.9 | 2 | 0 | 256 | 0 | 0 | 0 | 0 | 608 | 0 | 0 | 208.8 | 0 | 187.1 | 0
PCR-AVATAR | [11 empty] | N | RDC |  |  | COB | COB |  |  |  | ESB-Digital -BW | TIBCO BW, CA APM | AP | ESB | AP-ESB |  | No | [6 empty] | RDC-COB-DIG-ESB-BW-SVR5 | 1 |  |  | BL620C G7 | x86 Tier 3 | x86 |  | RHEL 5.9 | 2 |  |  |  | 256 | [16 empty] | 0 |  | 0 |  |  | Yes | 0 |  | 0 |  |  | 0 | 0 | [10 empty] | Existing BAU server to be released after cutover -Hump |  | 0 | 1 | 0 | 0 | 0 | 0 | 0 | 0 | 0 | 0 | 0 | 0 | 0 | 0 | 0 | 0 | 0 | 0 | 0 | 0 | 0 | 0 | 0 | 0 | 0 | 0 | 0 | 0 | 0 | 0 | 0 | 0 | 0 | 0 | 0 | 0 | 0 | 0 | 0 | 0 | 0 | 0 | 0 | 0 | 0 | 0 | 0 | 0 | 0 | 0 | 0 | 0 |  |  |  | 1003.9 | 0 | 0 | 1003.9 | 1003.9 | 1003.9 | 1003.9 | 2 | 0 | 256 | 0 | 0 | 0 | 0 | 608 | 0 | 0 | 208.8 | 0 | 187.1 | 0
PCR-AVATAR | [11 empty] | N | RDC |  |  | COB | COB |  |  |  | ESB-Digital -BW | TIBCO BW, CA APM | AP | ESB | AP-ESB |  | No | [6 empty] | RDC-COB-DIG-ESB-BW-SVR6 | 1 |  |  | BL620C G7 | x86 Tier 3 | x86 |  | RHEL 5.9 | 2 |  |  |  | 256 | [16 empty] | 0 |  | 0 |  |  | Yes | 0 |  | 0 |  |  | 0 | 0 | [10 empty] | Existing BAU server to be released after cutover -Hump |  | 0 | 1 | 0 | 0 | 0 | 0 | 0 | 0 | 0 | 0 | 0 | 0 | 0 | 0 | 0 | 0 | 0 | 0 | 0 | 0 | 0 | 0 | 0 | 0 | 0 | 0 | 0 | 0 | 0 | 0 | 0 | 0 | 0 | 0 | 0 | 0 | 0 | 0 | 0 | 0 | 0 | 0 | 0 | 0 | 0 | 0 | 0 | 0 | 0 | 0 | 0 | 0 |  |  |  | 1003.9 | 0 | 0 | 1003.9 | 1003.9 | 1003.9 | 1003.9 | 2 | 0 | 256 | 0 | 0 | 0 | 0 | 608 | 0 | 0 | 208.8 | 0 | 187.1 | 0
PCR-AVATAR | [11 empty] | N | RDC |  |  | COB | COB |  |  |  | ESB-Digital -BW | TIBCO BW, CA APM | AP | ESB | AP-ESB |  | No | [6 empty] | RDC-COB-DIG-ESB-BW-SVR7 | 1 |  |  | BL620C G7 | x86 Tier 3 | x86 |  | RHEL 5.9 | 2 |  |  |  | 256 | [16 empty] | 0 |  | 0 |  |  | Yes | 0 |  | 0 |  |  | 0 | 0 | [10 empty] | Existing BAU server to be released after cutover -Hump |  | 0 | 1 | 0 | 0 | 0 | 0 | 0 | 0 | 0 | 0 | 0 | 0 | 0 | 0 | 0 | 0 | 0 | 0 | 0 | 0 | 0 | 0 | 0 | 0 | 0 | 0 | 0 | 0 | 0 | 0 | 0 | 0 | 0 | 0 | 0 | 0 | 0 | 0 | 0 | 0 | 0 | 0 | 0 | 0 | 0 | 0 | 0 | 0 | 0 | 0 | 0 | 0 |  |  |  | 1003.9 | 0 | 0 | 1003.9 | 1003.9 | 1003.9 | 1003.9 | 2 | 0 | 256 | 0 | 0 | 0 | 0 | 608 | 0 | 0 | 208.8 | 0 | 187.1 | 0
PCR-AVATAR | [11 empty] | N | RDC |  |  | COB | COB |  |  |  | ESB-Digital -BW | TIBCO BW, CA APM | AP | ESB | AP-ESB |  | No | [6 empty] | RDC-COB-DIG-ESB-BW-SVR8 | 1 |  |  | BL620C G7 | x86 Tier 3 | x86 |  | RHEL 5.9 | 2 |  |  |  | 256 | [16 empty] | 0 |  | 0 |  |  | Yes | 0 |  | 0 |  |  | 0 | 0 | [10 empty] | Existing BAU server to be released after cutover -Hump |  | 0 | 1 | 0 | 0 | 0 | 0 | 0 | 0 | 0 | 0 | 0 | 0 | 0 | 0 | 0 | 0 | 0 | 0 | 0 | 0 | 0 | 0 | 0 | 0 | 0 | 0 | 0 | 0 | 0 | 0 | 0 | 0 | 0 | 0 | 0 | 0 | 0 | 0 | 0 | 0 | 0 | 0 | 0 | 0 | 0 | 0 | 0 | 0 | 0 | 0 | 0 | 0 |  |  |  | 1003.9 | 0 | 0 | 1003.9 | 1003.9 | 1003.9 | 1003.9 | 2 | 0 | 256 | 0 | 0 | 0 | 0 | 608 | 0 | 0 | 208.8 | 0 | 187.1 | 0
PCR-AVATAR | [11 empty] | N | RDC |  |  | COB | COB |  |  |  | ESB-Digital -BW | TIBCO BW, CA APM | AP | ESB | AP-ESB |  | No | [6 empty] | RDC-COB-DIG-ESB-BW-SVR9 | 1 |  |  | BL620C G7 | x86 Tier 3 | x86 |  | RHEL 5.9 | 2 |  |  |  | 256 | [16 empty] | 0 |  | 0 |  |  | Yes | 0 |  | 0 |  |  | 0 | 0 | [12 empty] | 0 | 1 | 0 | 0 | 0 | 0 | 0 | 0 | 0 | 0 | 0 | 0 | 0 | 0 | 0 | 0 | 0 | 0 | 0 | 0 | 0 | 0 | 0 | 0 | 0 | 0 | 0 | 0 | 0 | 0 | 0 | 0 | 0 | 0 | 0 | 0 | 0 | 0 | 0 | 0 | 0 | 0 | 0 | 0 | 0 | 0 | 0 | 0 | 0 | 0 | 0 | 0 |  |  |  | 1003.9 | 0 | 0 | 1003.9 | 1003.9 | 1003.9 | 1003.9 | 2 | 0 | 256 | 0 | 0 | 0 | 0 | 608 | 0 | 0 | 208.8 | 0 | 187.1 | 0
PCR-AVATAR | [11 empty] | N | RDC |  |  | COB | COB |  |  |  | ESB-Digital -BW | TIBCO BW, CA APM | AP | ESB | AP-ESB |  | No | [6 empty] | RDC-COB-DIG-ESB-BW-SVR10 | 1 |  |  | BL620C G7 | x86 Tier 3 | x86 |  | RHEL 5.9 | 2 |  |  |  | 256 | [16 empty] | 0 |  | 0 |  |  | Yes | 0 |  | 0 |  |  | 0 | 0 | [12 empty] | 0 | 1 | 0 | 0 | 0 | 0 | 0 | 0 | 0 | 0 | 0 | 0 | 0 | 0 | 0 | 0 | 0 | 0 | 0 | 0 | 0 | 0 | 0 | 0 | 0 | 0 | 0 | 0 | 0 | 0 | 0 | 0 | 0 | 0 | 0 | 0 | 0 | 0 | 0 | 0 | 0 | 0 | 0 | 0 | 0 | 0 | 0 | 0 | 0 | 0 | 0 | 0 |  |  |  | 1003.9 | 0 | 0 | 1003.9 | 1003.9 | 1003.9 | 1003.9 | 2 | 0 | 256 | 0 | 0 | 0 | 0 | 608 | 0 | 0 | 208.8 | 0 | 187.1 | 0
PCR-AVATAR | [11 empty] | N | RDC |  |  | COB | COB |  |  |  | ESB-Digital -BW | TIBCO BW, CA APM | AP | ESB | AP-ESB |  | No | [6 empty] | RDC-COB-DIG-ESB-BW-SVR11 | 1 |  |  | BL620C G7 | x86 Tier 3 | x86 |  | RHEL 5.9 | 2 |  |  |  | 256 | [16 empty] | 0 |  | 0 |  |  | Yes | 0 |  | 0 |  |  | 0 | 0 | [12 empty] | 0 | 1 | 0 | 0 | 0 | 0 | 0 | 0 | 0 | 0 | 0 | 0 | 0 | 0 | 0 | 0 | 0 | 0 | 0 | 0 | 0 | 0 | 0 | 0 | 0 | 0 | 0 | 0 | 0 | 0 | 0 | 0 | 0 | 0 | 0 | 0 | 0 | 0 | 0 | 0 | 0 | 0 | 0 | 0 | 0 | 0 | 0 | 0 | 0 | 0 | 0 | 0 |  |  |  | 1003.9 | 0 | 0 | 1003.9 | 1003.9 | 1003.9 | 1003.9 | 2 | 0 | 256 | 0 | 0 | 0 | 0 | 608 | 0 | 0 | 208.8 | 0 | 187.1 | 0
PCR-AVATAR | [11 empty] | N | RDC |  |  | COB | COB |  |  |  | ESB-Digital -BW | TIBCO BW, CA APM | AP | ESB | AP-ESB |  | No | [6 empty] | RDC-COB-DIG-ESB-BW-SVR12 | 1 |  |  | BL620C G7 | x86 Tier 3 | x86 |  | RHEL 5.9 | 2 |  |  |  | 256 | [16 empty] | 0 |  | 0 |  |  | Yes | 0 |  | 0 |  |  | 0 | 0 | [12 empty] | 0 | 1 | 0 | 0 | 0 | 0 | 0 | 0 | 0 | 0 | 0 | 0 | 0 | 0 | 0 | 0 | 0 | 0 | 0 | 0 | 0 | 0 | 0 | 0 | 0 | 0 | 0 | 0 | 0 | 0 | 0 | 0 | 0 | 0 | 0 | 0 | 0 | 0 | 0 | 0 | 0 | 0 | 0 | 0 | 0 | 0 | 0 | 0 | 0 | 0 | 0 | 0 |  |  |  | 1003.9 | 0 | 0 | 1003.9 | 1003.9 | 1003.9 | 1003.9 | 2 | 0 | 256 | 0 | 0 | 0 | 0 | 608 | 0 | 0 | 208.8 | 0 | 187.1 | 0
PCR-AVATAR | [11 empty] | N | RDC |  |  | COB | COB |  |  |  | Oracle RAC - ESB | Oracle RAC pSeries | DB | ESB | DB-ESB |  | Yes - Outside this BoM | [6 empty] | rdcgcgracad14c | 1 |  |  | IBM p7 p795 | IBM P-Series Tier 2 | pSeries |  | AIX 6.1 | [26 empty] | Yes | 0 |  | 0 |  |  | 0 | 0 | [12 empty] | 0 | 0 | 0 | 0 | 0 | 0 | 0 | 0 | 0 | 0 | 0 | 0 | 0 | 0 | 0 | 0 | 0 | 0 | 0 | 0 | 0 | 0 | 0 | 0 | 0 | 0 | 0 | 0 | 0 | 0 | 0 | 0 | 0 | 0 | 0 | 0 | 0 | 0 | 0 | 0 | 0 | 0 | 0 | 0 | 0 | 0 | 0 | 0 | 0 | 0 | 0 | 0 |  |  |  | 0 | 0 | 0 | 0 | 0 | 0 | 0 | 0 | 0 | 0 | 0 | 0 | 0 | 0 | 0 | 0 | 0 | 0 | 0 | 0 | 0
PCR-AVATAR | [11 empty] | N | RDC |  |  | COB | COB |  |  |  | Oracle RAC - ESB | Oracle RAC pSeries | DB | ESB | DB-ESB |  | Yes - Outside this BoM | [6 empty] | rdcgcgracad15c | 1 |  |  | IBM p7 p795 | IBM P-Series Tier 2 | pSeries |  | AIX 6.1 | [26 empty] | Yes | 0 |  | 0 |  |  | 0 | 0 | [12 empty] | 0 | 0 | 0 | 0 | 0 | 0 | 0 | 0 | 0 | 0 | 0 | 0 | 0 | 0 | 0 | 0 | 0 | 0 | 0 | 0 | 0 | 0 | 0 | 0 | 0 | 0 | 0 | 0 | 0 | 0 | 0 | 0 | 0 | 0 | 0 | 0 | 0 | 0 | 0 | 0 | 0 | 0 | 0 | 0 | 0 | 0 | 0 | 0 | 0 | 0 | 0 | 0 |  |  |  | 0 | 0 | 0 | 0 | 0 | 0 | 0 | 0 | 0 | 0 | 0 | 0 | 0 | 0 | 0 | 0 | 0 | 0 | 0 | 0 | 0
PCR-AVATAR | [11 empty] | N | RDC |  |  | COB | COB |  |  |  | Dataguard- Oracle RAC-ESB | Oracle RAC pSeries | DB | ESB | DB-ESB |  | Yes - Outside this BoM | [6 empty] | rdcgcgdtgad14c | 1 |  |  | IBM p7 p795 | IBM P-Series Tier 2 | pSeries |  | AIX 6.1 | [26 empty] | Yes | 0 |  | 0 |  |  | 0 | 0 | [12 empty] | 0 | 0 | 0 | 0 | 0 | 0 | 0 | 0 | 0 | 0 | 0 | 0 | 0 | 0 | 0 | 0 | 0 | 0 | 0 | 0 | 0 | 0 | 0 | 0 | 0 | 0 | 0 | 0 | 0 | 0 | 0 | 0 | 0 | 0 | 0 | 0 | 0 | 0 | 0 | 0 | 0 | 0 | 0 | 0 | 0 | 0 | 0 | 0 | 0 | 0 | 0 | 0 |  |  |  | 0 | 0 | 0 | 0 | 0 | 0 | 0 | 0 | 0 | 0 | 0 | 0 | 0 | 0 | 0 | 0 | 0 | 0 | 0 | 0 | 0
PCR-AVATAR | [11 empty] | N | RDC |  |  | COB | COB |  |  |  | Oracle HACMP - Tibco, RMAN | Oracle Standalone | DB | ESB | DB-ESB |  | Yes - Outside this BoM | [6 empty] | rdcgcgticad01c | 1 |  |  | IBM p7 p795 | IBM P-Series Tier 2 | pSeries |  | AIX 6.1 | [26 empty] | Yes | 0 |  | 0 |  |  | 0 | 0 | [12 empty] | 0 | 0 | 0 | 0 | 0 | 0 | 0 | 0 | 0 | 0 | 0 | 0 | 0 | 0 | 0 | 0 | 0 | 0 | 0 | 0 | 0 | 0 | 0 | 0 | 0 | 0 | 0 | 0 | 0 | 0 | 0 | 0 | 0 | 0 | 0 | 0 | 0 | 0 | 0 | 0 | 0 | 0 | 0 | 0 | 0 | 0 | 0 | 0 | 0 | 0 | 0 | 0 |  |  |  | 0 | 0 | 0 | 0 | 0 | 0 | 0 | 0 | 0 | 0 | 0 | 0 | 0 | 0 | 0 | 0 | 0 | 0 | 0 | 0 | 0
PCR-AVATAR | [11 empty] | N | RDC |  |  | COB | COB |  |  |  | Oracle HACMP - Tibco, RMAN | Oracle Standalone | DB | ESB | DB-ESB |  | Yes - Outside this BoM | [6 empty] | rdcgcgticad02c | 1 |  |  | IBM p7 p795 | IBM P-Series Tier 2 | pSeries |  | AIX 6.1 | [26 empty] | Yes | 0 |  | 0 |  |  | 0 | 0 | [12 empty] | 0 | 0 | 0 | 0 | 0 | 0 | 0 | 0 | 0 | 0 | 0 | 0 | 0 | 0 | 0 | 0 | 0 | 0 | 0 | 0 | 0 | 0 | 0 | 0 | 0 | 0 | 0 | 0 | 0 | 0 | 0 | 0 | 0 | 0 | 0 | 0 | 0 | 0 | 0 | 0 | 0 | 0 | 0 | 0 | 0 | 0 | 0 | 0 | 0 | 0 | 0 | 0 |  |  |  | 0 | 0 | 0 | 0 | 0 | 0 | 0 | 0 | 0 | 0 | 0 | 0 | 0 | 0 | 0 | 0 | 0 | 0 | 0 | 0 | 0
PCR-AVATAR | [11 empty] | N | RDC |  |  | UAT | UAT |  |  |  | MQ | IBM WMQ x86, CA APM | AP | ESB | AP-ESB |  | Yes - Outside this BoM |  |  |  | a |  |  | RDCGCGMQMLA19U | 1 |  |  | BL620C G7 | x86 Tier 3 | x86 |  | RHEL 5.9 | [19 empty] | 0 | 60 | 67.4 |  | 67.4 |  |  | No | 0 |  | 0 |  |  | 16.85 | 2.5275 | [10 empty] | To be reused - if no techstack change |  | 0 | 0 | 0 | 0 | 0 | 0 | 0 | 0 | 0 | 0 | 0 | 0 | 0 | 0 | 0 | 0 | 0 | 0 | 0 | 0 | 0 | 0 | 0 | 0 | 0 | 0 | 0 | 0 | 0 | 0 | 0 | 0 | 0 | 0 | 0 | 0 | 0 | 0 | 0 | 0 | 0 | 0 | 0 | 0 | 0 | 0 | 0 | 0 | 0 | 0 | 0 | 0 |  |  |  | 0 | 30.33 | 6.7821 | 37.1121 | 37.1121 | 37.1121 | 0 | 0 | 0 | 0 | 0 | 0 | 0 | 0 | 0 | 0 | 0 | 0 | 0 | 0 | 0
PCR-AVATAR | [11 empty] | N | RDC |  |  | UAT | UAT |  |  |  | MQ | IBM WMQ x86, CA APM | AP | ESB | AP-ESB |  | Yes - Outside this BoM |  |  |  | a |  |  | RDCGCGMQMLA20U | 1 |  |  | BL620C G7 | x86 Tier 3 | x86 |  | RHEL 5.9 | [19 empty] | 0 | 60 | 67.4 |  | 67.4 |  |  | No | 0 |  | 0 |  |  | 16.85 | 2.5275 | [10 empty] | To be reused - if no techstack change |  | 0 | 0 | 0 | 0 | 0 | 0 | 0 | 0 | 0 | 0 | 0 | 0 | 0 | 0 | 0 | 0 | 0 | 0 | 0 | 0 | 0 | 0 | 0 | 0 | 0 | 0 | 0 | 0 | 0 | 0 | 0 | 0 | 0 | 0 | 0 | 0 | 0 | 0 | 0 | 0 | 0 | 0 | 0 | 0 | 0 | 0 | 0 | 0 | 0 | 0 | 0 | 0 |  |  |  | 0 | 30.33 | 6.7821 | 37.1121 | 37.1121 | 37.1121 | 0 | 0 | 0 | 0 | 0 | 0 | 0 | 0 | 0 | 0 | 0 | 0 | 0 | 0 | 0
PCR-AVATAR | [11 empty] | N | RDC |  |  | UAT | UAT |  |  |  | MQ | IBM WMQ x86, CA APM | AP | ESB | AP-ESB |  | Yes - Outside this BoM |  |  |  | a |  |  | RDCGCGMQMLA65U | 1 |  |  | BL620C G7 | x86 Tier 3 | x86 |  | RHEL 5.9 | [19 empty] | 0 | 60 | 67.4 |  | 67.4 |  |  | No | 0 |  | 0 |  |  | 16.85 | 2.5275 | [10 empty] | To be reused - if no techstack change |  | 0 | 0 | 0 | 0 | 0 | 0 | 0 | 0 | 0 | 0 | 0 | 0 | 0 | 0 | 0 | 0 | 0 | 0 | 0 | 0 | 0 | 0 | 0 | 0 | 0 | 0 | 0 | 0 | 0 | 0 | 0 | 0 | 0 | 0 | 0 | 0 | 0 | 0 | 0 | 0 | 0 | 0 | 0 | 0 | 0 | 0 | 0 | 0 | 0 | 0 | 0 | 0 |  |  |  | 0 | 30.33 | 6.7821 | 37.1121 | 37.1121 | 37.1121 | 0 | 0 | 0 | 0 | 0 | 0 | 0 | 0 | 0 | 0 | 0 | 0 | 0 | 0 | 0
PCR-AVATAR | [11 empty] | N | RDC |  |  | UAT | UAT |  |  |  | MQ | IBM WMQ x86, CA APM | AP | ESB | AP-ESB |  | Yes - Outside this BoM |  |  |  | a |  |  | RDCGCGMQMLA75U | 1 |  |  | BL620C G7 | x86 Tier 3 | x86 |  | RHEL 5.9 | [19 empty] | 0 | 60 | 67.4 |  | 67.4 |  |  | No | 0 |  | 0 |  |  | 16.85 | 2.5275 | [10 empty] | To be reused - if no techstack change |  | 0 | 0 | 0 | 0 | 0 | 0 | 0 | 0 | 0 | 0 | 0 | 0 | 0 | 0 | 0 | 0 | 0 | 0 | 0 | 0 | 0 | 0 | 0 | 0 | 0 | 0 | 0 | 0 | 0 | 0 | 0 | 0 | 0 | 0 | 0 | 0 | 0 | 0 | 0 | 0 | 0 | 0 | 0 | 0 | 0 | 0 | 0 | 0 | 0 | 0 | 0 | 0 |  | 0 | 0 | 0 | 30.33 | 6.7821 | 37.1121 | 37.1121 | 37.1121 | 0 | 0 | 0 | 0 | 0 | 0 | 0 | 0 | 0 | 0 | 0 | 0 | 0 | 0 | 0
PCR-AVATAR | [11 empty] | N | RDC |  |  | UAT | UAT |  |  |  | ESB [V5,V6], CMR, SNF - EMS | Veritas Cluster/CFS, TIBCO EMS, CA APM | AP | ESB | AP-ESB |  | Yes - Outside this BoM |  |  |  | a |  |  | RDCGCGTIBLA61U | 1 |  |  | BL620C G7 | x86 Tier 3 | x86 |  | RHEL 5.9 | [19 empty] | 0 | 60 | 67.4 |  | 67.4 | 60 |  | No | 0 |  | 0 |  |  | 31.85 | 4.7775 | [10 empty] | To be reused - if no techstack change |  | 0 | 0 | 0 | 0 | 0 | 0 | 0 | 0 | 0 | 0 | 0 | 0 | 0 | 0 | 0 | 0 | 0 | 0 | 0 | 0 | 0 | 0 | 0 | 0 | 0 | 0 | 0 | 0 | 0 | 0 | 0 | 0 | 0 | 0 | 0 | 0 | 0 | 0 | 0 | 0 | 0 | 0 | 0 | 0 | 0 | 0 | 0 | 0 | 0 | 0 | 0 | 0 |  |  |  | 0 | 97.73 | 12.8196 | 110.5496 | 110.5496 | 110.5496 | 0 | 0 | 0 | 0 | 0 | 0 | 0 | 0 | 0 | 0 | 0 | 0 | 0 | 0 | 0
PCR-AVATAR | [11 empty] | N | RDC |  |  | UAT | UAT |  |  |  | ESB [V5,V6], CMR, SNF - EMS | Veritas Cluster/CFS, TIBCO EMS, CA APM | AP | ESB | AP-ESB |  | Yes - Outside this BoM |  |  |  | a |  |  | RDCGCGTIBLA71U | 1 |  |  | BL620C G7 | x86 Tier 3 | x86 |  | RHEL 5.9 | [19 empty] | 0 | 60 | 67.4 |  | 67.4 |  |  | No | 0 |  | 0 |  |  | 16.85 | 2.5275 | [10 empty] | To be reused - if no techstack change |  | 0 | 0 | 0 | 0 | 0 | 0 | 0 | 0 | 0 | 0 | 0 | 0 | 0 | 0 | 0 | 0 | 0 | 0 | 0 | 0 | 0 | 0 | 0 | 0 | 0 | 0 | 0 | 0 | 0 | 0 | 0 | 0 | 0 | 0 | 0 | 0 | 0 | 0 | 0 | 0 | 0 | 0 | 0 | 0 | 0 | 0 | 0 | 0 | 0 | 0 | 0 | 0 |  |  |  | 0 | 30.33 | 6.7821 | 37.1121 | 37.1121 | 37.1121 | 0 | 0 | 0 | 0 | 0 | 0 | 0 | 0 | 0 | 0 | 0 | 0 | 0 | 0 | 0
PCR-AVATAR | [11 empty] | N | RDC |  |  | UAT | UAT |  |  |  | ESB [V5,V6], CMR, SNF - EMS | Veritas Cluster/CFS, TIBCO EMS, CA APM | AP | ESB | AP-ESB |  | Yes - Outside this BoM |  |  |  | a |  |  | RDCGCGTIBLA81U | 1 |  |  | BL620C G7 | x86 Tier 3 | x86 |  | RHEL 5.9 | [19 empty] | 0 | 60 | 67.4 |  | 67.4 | 60 |  | No | 0 |  | 0 |  |  | 31.85 | 4.7775 | [10 empty] | To be reused - if no techstack change |  | 0 | 0 | 0 | 0 | 0 | 0 | 0 | 0 | 0 | 0 | 0 | 0 | 0 | 0 | 0 | 0 | 0 | 0 | 0 | 0 | 0 | 0 | 0 | 0 | 0 | 0 | 0 | 0 | 0 | 0 | 0 | 0 | 0 | 0 | 0 | 0 | 0 | 0 | 0 | 0 | 0 | 0 | 0 | 0 | 0 | 0 | 0 | 0 | 0 | 0 | 0 | 0 |  |  |  | 0 | 97.73 | 12.8196 | 110.5496 | 110.5496 | 110.5496 | 0 | 0 | 0 | 0 | 0 | 0 | 0 | 0 | 0 | 0 | 0 | 0 | 0 | 0 | 0
PCR-AVATAR | [11 empty] | N | RDC |  |  | UAT | UAT |  |  |  | ESB [V5,V6], CMR, SNF - EMS | Veritas Cluster/CFS, TIBCO EMS, CA APM | AP | ESB | AP-ESB |  | Yes - Outside this BoM |  |  |  | a |  |  | RDCGCGTIBLA91U | 1 |  |  | BL620C G7 | x86 Tier 3 | x86 |  | RHEL 5.9 | [19 empty] | 0 | 60 | 67.4 |  | 67.4 |  |  | No | 0 |  | 0 |  |  | 16.85 | 2.5275 | [10 empty] | To be reused - if no techstack change |  | 0 | 0 | 0 | 0 | 0 | 0 | 0 | 0 | 0 | 0 | 0 | 0 | 0 | 0 | 0 | 0 | 0 | 0 | 0 | 0 | 0 | 0 | 0 | 0 | 0 | 0 | 0 | 0 | 0 | 0 | 0 | 0 | 0 | 0 | 0 | 0 | 0 | 0 | 0 | 0 | 0 | 0 | 0 | 0 | 0 | 0 | 0 | 0 | 0 | 0 | 0 | 0 |  |  |  | 0 | 30.33 | 6.7821 | 37.1121 | 37.1121 | 37.1121 | 0 | 0 | 0 | 0 | 0 | 0 | 0 | 0 | 0 | 0 | 0 | 0 | 0 | 0 | 0
PCR-AVATAR | [11 empty] | N | RDC |  |  | UAT | UAT |  |  |  | ESB-Digital - EMS | Veritas Cluster/CFS, TIBCO EMS, CA APM | AP | ESB | AP-ESB |  | Yes - Inside this BoM | [6 empty] | RDC-UAT-DIG-ESB-EMS-SVR1 | 1 |  |  | BL620C G7 | x86 Tier 3 | x86 |  | RHEL 5.9 |  |  | 16 | [16 empty] | 0 | 270 | 303.3 |  | 303.3 | 120 |  | No | 0 |  | 0 |  |  | 105.825 | 15.8737 | [10 empty] | Existing Server to be reused - if no techstack change |  | 0 | 0 | 0 | 0 | 0 | 0 | 0 | 0 | 0 | 0 | 0 | 0 | 0 | 0 | 0 | 0 | 0 | 0 | 0 | 0 | 0 | 0 | 0 | 0 | 0 | 0 | 0 | 0 | 0 | 0 | 0 | 0 | 0 | 0 | 0 | 0 | 0 | 0 | 0 | 0 | 0 | 0 | 0 | 0 | 0 | 0 | 0 | 0 | 0 | 16 | 0 | 0 |  | 3000 | 420 | 0 | 271.285 | 42.5946 | 313.8796 | 3313.8796 | 733.8796 | 0 | 0 | 0 | 0 | 0 | 0 | 0 | 0 | 0 | 0 | 0 | 0 | 0 | 0 | 0
PCR-AVATAR | [11 empty] | N | RDC |  |  | UAT | UAT |  |  |  | ESB-Digital - EMS | Veritas Cluster/CFS, TIBCO EMS, CA APM | AP | ESB | AP-ESB |  | Yes - Inside this BoM | [6 empty] | RDC-UAT-DIG-ESB-EMS-SVR2 | 1 |  |  | BL620C G7 | x86 Tier 3 | x86 |  | RHEL 5.9 |  |  | 16 | [16 empty] | 0 | 150 | 168.5 |  | 168.5 |  |  | No | 0 |  | 0 |  |  | 42.125 | 6.3187 | [10 empty] | Existing Server to be reused - if no techstack change |  | 0 | 0 | 0 | 0 | 0 | 0 | 0 | 0 | 0 | 0 | 0 | 0 | 0 | 0 | 0 | 0 | 0 | 0 | 0 | 0 | 0 | 0 | 0 | 0 | 0 | 0 | 0 | 0 | 0 | 0 | 0 | 0 | 0 | 0 | 0 | 0 | 0 | 0 | 0 | 0 | 0 | 0 | 0 | 0 | 0 | 0 | 0 | 0 | 0 | 16 | 0 | 0 |  |  |  | 0 | 75.825 | 16.9553 | 92.7803 | 92.7803 | 92.7803 | 0 | 0 | 0 | 0 | 0 | 0 | 0 | 0 | 0 | 0 | 0 | 0 | 0 | 0 | 0
PCR-AVATAR | [11 empty] | N | RDC |  |  | UAT | UAT |  |  |  | ESB-Digital - EMS | Veritas Cluster/CFS, TIBCO EMS, CA APM | AP | ESB | AP-ESB |  | Yes - Inside this BoM | [6 empty] | RDC-UAT-DIG-ESB-EMS-SVR3 | 1 |  |  | BL620C G7 | x86 Tier 3 | x86 |  | RHEL 5.9 |  |  | 16 | [16 empty] | 0 | 270 | 303.3 |  | 303.3 | 120 |  | No | 0 |  | 0 |  |  | 105.825 | 15.8737 | [10 empty] | Existing Server to be reused - if no techstack change |  | 0 | 0 | 0 | 0 | 0 | 0 | 0 | 0 | 0 | 0 | 0 | 0 | 0 | 0 | 0 | 0 | 0 | 0 | 0 | 0 | 0 | 0 | 0 | 0 | 0 | 0 | 0 | 0 | 0 | 0 | 0 | 0 | 0 | 0 | 0 | 0 | 0 | 0 | 0 | 0 | 0 | 0 | 0 | 0 | 0 | 0 | 0 | 0 | 0 | 16 | 0 | 0 |  |  |  | 0 | 271.285 | 42.5946 | 313.8796 | 313.8796 | 313.8796 | 0 | 0 | 0 | 0 | 0 | 0 | 0 | 0 | 0 | 0 | 0 | 0 | 0 | 0 | 0
PCR-AVATAR | [11 empty] | N | RDC |  |  | UAT | UAT |  |  |  | ESB-Digital - EMS | Veritas Cluster/CFS, TIBCO EMS, CA APM | AP | ESB | AP-ESB |  | Yes - Inside this BoM | [6 empty] | RDC-UAT-DIG-ESB-EMS-SVR4 | 1 |  |  | BL620C G7 | x86 Tier 3 | x86 |  | RHEL 5.9 |  |  | 16 | [16 empty] | 0 | 150 | 168.5 |  | 168.5 |  |  | No | 0 |  | 0 |  |  | 42.125 | 6.3187 | [10 empty] | Existing Server to be reused - if no techstack change |  | 0 | 0 | 0 | 0 | 0 | 0 | 0 | 0 | 0 | 0 | 0 | 0 | 0 | 0 | 0 | 0 | 0 | 0 | 0 | 0 | 0 | 0 | 0 | 0 | 0 | 0 | 0 | 0 | 0 | 0 | 0 | 0 | 0 | 0 | 0 | 0 | 0 | 0 | 0 | 0 | 0 | 0 | 0 | 0 | 0 | 0 | 0 | 0 | 0 | 16 | 0 | 0 |  |  |  | 0 | 75.825 | 16.9553 | 92.7803 | 92.7803 | 92.7803 | 0 | 0 | 0 | 0 | 0 | 0 | 0 | 0 | 0 | 0 | 0 | 0 | 0 | 0 | 0
PCR-AVATAR | [11 empty] | N | RDC |  |  | UAT | UAT |  |  |  | ESB-Digital -BW | TIBCO BW, CA APM | AP | ESB | AP-ESB |  | Yes - Inside this BoM | [6 empty] | RDC-UAT-DIG-ESB-BW-SVR1 | 1 |  |  | BL620C G7 | x86 Tier 3 | x86 |  | RHEL 5.9 |  |  | 16 | [16 empty] | 0 | 150 | 168.5 |  | 168.5 |  |  | No | 0 |  | 0 |  |  | 42.125 | 6.3187 | [10 empty] | Existing BAU server to be released after cutover -Hump |  | 0 | 0 | 0 | 0 | 0 | 0 | 0 | 0 | 0 | 0 | 0 | 0 | 0 | 0 | 0 | 0 | 0 | 0 | 0 | 0 | 0 | 0 | 0 | 0 | 0 | 0 | 0 | 0 | 0 | 0 | 0 | 0 | 0 | 0 | 0 | 0 | 0 | 0 | 0 | 0 | 0 | 0 | 0 | 0 | 0 | 0 | 0 | 0 | 16 | 0 | 0 | 0 |  | 0 | 0 | 0 | 75.825 | 16.9553 | 92.7803 | 92.7803 | 92.7803 | 0 | 0 | 0 | 0 | 0 | 0 | 0 | 0 | 0 | 0 | 0 | 0 | 0 | 0 | 0
PCR-AVATAR | [11 empty] | N | RDC |  |  | UAT | UAT |  |  |  | ESB-Digital -BW | TIBCO BW, CA APM | AP | ESB | AP-ESB |  | Yes - Inside this BoM | [6 empty] | RDC-UAT-DIG-ESB-BW-SVR2 | 1 |  |  | BL620C G7 | x86 Tier 3 | x86 |  | RHEL 5.9 |  |  | 16 | [16 empty] | 0 | 150 | 168.5 |  | 168.5 |  |  | No | 0 |  | 0 |  |  | 42.125 | 6.3187 | [10 empty] | Existing BAU server to be released after cutover -Hump |  | 0 | 0 | 0 | 0 | 0 | 0 | 0 | 0 | 0 | 0 | 0 | 0 | 0 | 0 | 0 | 0 | 0 | 0 | 0 | 0 | 0 | 0 | 0 | 0 | 0 | 0 | 0 | 0 | 0 | 0 | 0 | 0 | 0 | 0 | 0 | 0 | 0 | 0 | 0 | 0 | 0 | 0 | 0 | 0 | 0 | 0 | 0 | 0 | 16 | 0 | 0 | 0 |  |  |  | 0 | 75.825 | 16.9553 | 92.7803 | 92.7803 | 92.7803 | 0 | 0 | 0 | 0 | 0 | 0 | 0 | 0 | 0 | 0 | 0 | 0 | 0 | 0 | 0
PCR-AVATAR | [11 empty] | N | RDC |  |  | UAT | UAT |  |  |  | ESB-Digital -BW | TIBCO BW, CA APM | AP | ESB | AP-ESB |  | Yes - Inside this BoM | [6 empty] | RDC-UAT-DIG-ESB-BW-SVR3 | 1 |  |  | BL620C G7 | x86 Tier 3 | x86 |  | RHEL 5.9 |  |  | 16 | [16 empty] | 0 | 150 | 168.5 |  | 168.5 |  |  | No | 0 |  | 0 |  |  | 42.125 | 6.3187 | [10 empty] | Existing BAU server to be released after cutover -Hump |  | 0 | 0 | 0 | 0 | 0 | 0 | 0 | 0 | 0 | 0 | 0 | 0 | 0 | 0 | 0 | 0 | 0 | 0 | 0 | 0 | 0 | 0 | 0 | 0 | 0 | 0 | 0 | 0 | 0 | 0 | 0 | 0 | 0 | 0 | 0 | 0 | 0 | 0 | 0 | 0 | 0 | 0 | 0 | 0 | 0 | 0 | 0 | 0 | 16 | 0 | 0 | 0 |  |  |  | 0 | 75.825 | 16.9553 | 92.7803 | 92.7803 | 92.7803 | 0 | 0 | 0 | 0 | 0 | 0 | 0 | 0 | 0 | 0 | 0 | 0 | 0 | 0 | 0
PCR-AVATAR | [11 empty] | N | RDC |  |  | UAT | UAT |  |  |  | ESB-Digital -BW | TIBCO BW, CA APM | AP | ESB | AP-ESB |  | Yes - Inside this BoM | [6 empty] | RDC-UAT-DIG-ESB-BW-SVR4 | 1 |  |  | BL620C G7 | x86 Tier 3 | x86 |  | RHEL 5.9 |  |  | 16 | [16 empty] | 0 | 150 | 168.5 |  | 168.5 |  |  | No | 0 |  | 0 |  |  | 42.125 | 6.3187 | [10 empty] | Existing BAU server to be released after cutover -Hump |  | 0 | 0 | 0 | 0 | 0 | 0 | 0 | 0 | 0 | 0 | 0 | 0 | 0 | 0 | 0 | 0 | 0 | 0 | 0 | 0 | 0 | 0 | 0 | 0 | 0 | 0 | 0 | 0 | 0 | 0 | 0 | 0 | 0 | 0 | 0 | 0 | 0 | 0 | 0 | 0 | 0 | 0 | 0 | 0 | 0 | 0 | 0 | 0 | 16 | 0 | 0 | 0 |  |  |  | 0 | 75.825 | 16.9553 | 92.7803 | 92.7803 | 92.7803 | 0 | 0 | 0 | 0 | 0 | 0 | 0 | 0 | 0 | 0 | 0 | 0 | 0 | 0 | 0
PCR-AVATAR | [11 empty] | N | RDC |  |  | UAT | UAT |  |  |  | ESB-Digital -BW | TIBCO BW, CA APM | AP | ESB | AP-ESB |  | Yes - Inside this BoM | [6 empty] | RDC-UAT-DIG-ESB-BW-SVR5 | 1 |  |  | BL620C G7 | x86 Tier 3 | x86 |  | RHEL 5.9 |  |  | 16 | [16 empty] | 0 | 150 | 168.5 |  | 168.5 |  |  | No | 0 |  | 0 |  |  | 42.125 | 6.3187 | [10 empty] | Existing BAU server to be released after cutover -Hump |  | 0 | 0 | 0 | 0 | 0 | 0 | 0 | 0 | 0 | 0 | 0 | 0 | 0 | 0 | 0 | 0 | 0 | 0 | 0 | 0 | 0 | 0 | 0 | 0 | 0 | 0 | 0 | 0 | 0 | 0 | 0 | 0 | 0 | 0 | 0 | 0 | 0 | 0 | 0 | 0 | 0 | 0 | 0 | 0 | 0 | 0 | 0 | 0 | 16 | 0 | 0 | 0 |  | 0 | 0 | 0 | 75.825 | 16.9553 | 92.7803 | 92.7803 | 92.7803 | 0 | 0 | 0 | 0 | 0 | 0 | 0 | 0 | 0 | 0 | 0 | 0 | 0 | 0 | 0
PCR-AVATAR | [11 empty] | N | RDC |  |  | UAT | UAT |  |  |  | ESB-Digital -BW | TIBCO BW, CA APM | AP | ESB | AP-ESB |  | Yes - Inside this BoM | [6 empty] | RDC-UAT-DIG-ESB-BW-SVR6 | 1 |  |  | BL620C G7 | x86 Tier 3 | x86 |  | RHEL 5.9 |  |  | 16 | [16 empty] | 0 | 150 | 168.5 |  | 168.5 |  |  | No | 0 |  | 0 |  |  | 42.125 | 6.3187 | [10 empty] | Existing BAU server to be released after cutover -Hump |  | 0 | 0 | 0 | 0 | 0 | 0 | 0 | 0 | 0 | 0 | 0 | 0 | 0 | 0 | 0 | 0 | 0 | 0 | 0 | 0 | 0 | 0 | 0 | 0 | 0 | 0 | 0 | 0 | 0 | 0 | 0 | 0 | 0 | 0 | 0 | 0 | 0 | 0 | 0 | 0 | 0 | 0 | 0 | 0 | 0 | 0 | 0 | 0 | 16 | 0 | 0 | 0 |  | 0 | 0 | 0 | 75.825 | 16.9553 | 92.7803 | 92.7803 | 92.7803 | 0 | 0 | 0 | 0 | 0 | 0 | 0 | 0 | 0 | 0 | 0 | 0 | 0 | 0 | 0
PCR-AVATAR | [11 empty] | N | RDC |  |  | UAT | UAT |  |  |  | ESB-Digital -BW | TIBCO BW, CA APM | AP | ESB | AP-ESB |  | Yes - Inside this BoM | [6 empty] | RDC-UAT-DIG-ESB-BW-SVR7 | 1 |  |  | BL620C G7 | x86 Tier 3 | x86 |  | RHEL 5.9 |  |  | 16 | [16 empty] | 0 | 150 | 168.5 |  | 168.5 | 100 |  | No | 0 |  | 0 |  |  | 67.125 | 10.0687 | [10 empty] | Existing BAU server to be released after cutover -Hump |  | 0 | 0 | 0 | 0 | 0 | 0 | 0 | 0 | 0 | 0 | 0 | 0 | 0 | 0 | 0 | 0 | 0 | 0 | 0 | 0 | 0 | 0 | 0 | 0 | 0 | 0 | 0 | 0 | 0 | 0 | 0 | 0 | 0 | 0 | 0 | 0 | 0 | 0 | 0 | 0 | 0 | 0 | 0 | 0 | 0 | 0 | 0 | 0 | 16 | 0 | 0 | 0 |  | 0 | 0 | 0 | 176.925 | 27.0178 | 203.9428 | 203.9428 | 203.9428 | 0 | 0 | 0 | 0 | 0 | 0 | 0 | 0 | 0 | 0 | 0 | 0 | 0 | 0 | 0
PCR-AVATAR | [11 empty] | N | RDC |  |  | UAT | UAT |  |  |  | ESB-Digital -BW | TIBCO BW, CA APM | AP | ESB | AP-ESB |  | Yes - Inside this BoM | [6 empty] | RDC-UAT-DIG-ESB-BW-SVR8 | 1 |  |  | BL620C G7 | x86 Tier 3 | x86 |  | RHEL 5.9 |  |  | 16 | [16 empty] | 0 | 150 | 168.5 |  | 168.5 |  |  | No | 0 |  | 0 |  |  | 42.125 | 6.3187 | [10 empty] | Existing BAU server to be released after cutover -Hump |  | 0 | 0 | 0 | 0 | 0 | 0 | 0 | 0 | 0 | 0 | 0 | 0 | 0 | 0 | 0 | 0 | 0 | 0 | 0 | 0 | 0 | 0 | 0 | 0 | 0 | 0 | 0 | 0 | 0 | 0 | 0 | 0 | 0 | 0 | 0 | 0 | 0 | 0 | 0 | 0 | 0 | 0 | 0 | 0 | 0 | 0 | 0 | 0 | 16 | 0 | 0 | 0 |  | 0 | 0 | 0 | 75.825 | 16.9553 | 92.7803 | 92.7803 | 92.7803 | 0 | 0 | 0 | 0 | 0 | 0 | 0 | 0 | 0 | 0 | 0 | 0 | 0 | 0 | 0
PCR-AVATAR | [11 empty] | N | RDC |  |  | UAT | UAT |  |  |  | ESB-Digital -BW | TIBCO BW, CA APM | AP | ESB | AP-ESB |  | Yes - Inside this BoM | [6 empty] | RDC-UAT-DIG-ESB-BW-SVR9 | 1 |  |  | BL620C G7 | x86 Tier 3 | x86 |  | RHEL 5.9 |  |  | 16 | [16 empty] | 0 | 150 | 168.5 |  | 168.5 |  |  | No | 0 |  | 0 |  |  | 42.125 | 6.3187 | [12 empty] | 0 | 0 | 0 | 0 | 0 | 0 | 0 | 0 | 0 | 0 | 0 | 0 | 0 | 0 | 0 | 0 | 0 | 0 | 0 | 0 | 0 | 0 | 0 | 0 | 0 | 0 | 0 | 0 | 0 | 0 | 0 | 0 | 0 | 0 | 0 | 0 | 0 | 0 | 0 | 0 | 0 | 0 | 0 | 0 | 0 | 0 | 0 | 0 | 16 | 0 | 0 | 0 |  | 0 | 0 | 0 | 75.825 | 16.9553 | 92.7803 | 92.7803 | 92.7803 | 0 | 0 | 0 | 0 | 0 | 0 | 0 | 0 | 0 | 0 | 0 | 0 | 0 | 0 | 0
PCR-AVATAR | [11 empty] | N | RDC |  |  | UAT | UAT |  |  |  | ESB-Digital -BW | TIBCO BW, CA APM | AP | ESB | AP-ESB |  | Yes - Inside this BoM | [6 empty] | RDC-UAT-DIG-ESB-BW-SVR10 | 1 |  |  | BL620C G7 | x86 Tier 3 | x86 |  | RHEL 5.9 |  |  | 16 | [16 empty] | 0 | 150 | 168.5 |  | 168.5 |  |  | No | 0 |  | 0 |  |  | 42.125 | 6.3187 | [12 empty] | 0 | 0 | 0 | 0 | 0 | 0 | 0 | 0 | 0 | 0 | 0 | 0 | 0 | 0 | 0 | 0 | 0 | 0 | 0 | 0 | 0 | 0 | 0 | 0 | 0 | 0 | 0 | 0 | 0 | 0 | 0 | 0 | 0 | 0 | 0 | 0 | 0 | 0 | 0 | 0 | 0 | 0 | 0 | 0 | 0 | 0 | 0 | 0 | 16 | 0 | 0 | 0 |  |  |  | 0 | 75.825 | 16.9553 | 92.7803 | 92.7803 | 92.7803 | 0 | 0 | 0 | 0 | 0 | 0 | 0 | 0 | 0 | 0 | 0 | 0 | 0 | 0 | 0
PCR-AVATAR | [11 empty] | N | RDC |  |  | UAT | UAT |  |  |  | ESB-Digital -BW | TIBCO BW, CA APM | AP | ESB | AP-ESB |  | Yes - Inside this BoM | [6 empty] | RDC-UAT-DIG-ESB-BW-SVR11 | 1 |  |  | IBM p7 p795 | IBM P-Series Tier 2 | pSeries |  | RHEL 5.9 |  |  | 16 | [16 empty] | 0 | 150 | 168.5 |  | 168.5 |  |  | No | 0 |  | 0 |  |  | 42.125 | 6.3187 | [12 empty] | 0 | 0 | 0 | 0 | 0 | 0 | 0 | 0 | 0 | 0 | 0 | 0 | 0 | 0 | 0 | 0 | 0 | 0 | 0 | 0 | 0 | 0 | 0 | 0 | 0 | 0 | 0 | 0 | 0 | 0 | 0 | 0 | 0 | 0 | 0 | 0 | 0 | 0 | 0 | 0 | 0 | 0 | 0 | 0 | 0 | 0 | 0 | 0 | 16 | 0 | 0 | 0 |  | 172.4664 | 30.1984 | 0 | 75.825 | 16.9553 | 92.7803 | 265.2467 | 122.9787 | 0 | 0 | 0 | 0 | 0 | 0 | 0 | 0 | 0 | 0 | 0 | 0 | 0 | 0 | 0
PCR-AVATAR | [11 empty] | N | RDC |  |  | UAT | UAT |  |  |  | ESB-Digital -BW | TIBCO BW, CA APM | AP | ESB | AP-ESB |  | Yes - Inside this BoM | [6 empty] | RDC-UAT-DIG-ESB-BW-SVR12 | 1 |  |  | IBM p7 p795 | IBM P-Series Tier 2 | pSeries |  | RHEL 5.9 |  |  | 16 | [16 empty] | 0 | 150 | 168.5 |  | 168.5 |  |  | No | 0 |  | 0 |  |  | 42.125 | 6.3187 | [12 empty] | 0 | 0 | 0 | 0 | 0 | 0 | 0 | 0 | 0 | 0 | 0 | 0 | 0 | 0 | 0 | 0 | 0 | 0 | 0 | 0 | 0 | 0 | 0 | 0 | 0 | 0 | 0 | 0 | 0 | 0 | 0 | 0 | 0 | 0 | 0 | 0 | 0 | 0 | 0 | 0 | 0 | 0 | 0 | 0 | 0 | 0 | 0 | 0 | 16 | 0 | 0 | 0 |  | 172.4664 | 30.1984 | 0 | 75.825 | 16.9553 | 92.7803 | 265.2467 | 122.9787 | 0 | 0 | 0 | 0 | 0 | 0 | 0 | 0 | 0 | 0 | 0 | 0 | 0 | 0 | 0
PCR-AVATAR | [11 empty] | N | RDC |  |  | UAT | UAT |  |  |  | Oracle RAC - ESB | Oracle RAC pSeries | DB | ESB | DB-ESB |  | Yes - Outside this BoM |  |  |  | a |  |  | rdcgcgracad14u | 1 |  |  | IBM p7 p795 | IBM P-Series Tier 2 | pSeries |  | AIX 6.1 | [19 empty] | 0 | 100 | 101.1 |  | 101.1 | 100 |  | No | 0 |  | 0 |  |  | 50.275 | 7.5413 | [12 empty] | 0 | 0 | 0 | 0 | 0 | 0 | 0 | 0 | 0 | 0 | 0 | 0 | 0 | 0 | 0 | 0 | 0 | 0 | 0 | 0 | 0 | 0 | 0 | 0 | 0 | 0 | 0 | 0 | 0 | 0 | 0 | 0 | 0 | 0 | 0 | 0 | 0 | 0 | 0 | 0 | 0 | 0 | 0 | 0 | 0 | 0 | 0 | 0 | 0 | 0 | 0 | 0 |  |  |  | 0 | 146.595 | 20.2357 | 166.8307 | 166.8307 | 166.8307 | 0 | 0 | 0 | 0 | 0 | 0 | 0 | 0 | 0 | 0 | 0 | 0 | 0 | 0 | 0
PCR-AVATAR | [11 empty] | N | RDC |  |  | UAT | UAT |  |  |  | Oracle RAC - ESB | Oracle RAC pSeries | DB | ESB | DB-ESB |  | Yes - Outside this BoM |  |  |  | a |  |  | rdcgcgracad15u | 1 |  |  | IBM p7 p795 | IBM P-Series Tier 2 | pSeries |  | AIX 6.1 | [19 empty] | 0 |  | 0 |  | 0 |  |  | No | 0 |  | 0 |  |  | 0 | 0 | [12 empty] | 0 | 0 | 0 | 0 | 0 | 0 | 0 | 0 | 0 | 0 | 0 | 0 | 0 | 0 | 0 | 0 | 0 | 0 | 0 | 0 | 0 | 0 | 0 | 0 | 0 | 0 | 0 | 0 | 0 | 0 | 0 | 0 | 0 | 0 | 0 | 0 | 0 | 0 | 0 | 0 | 0 | 0 | 0 | 0 | 0 | 0 | 0 | 0 | 0 | 0 | 0 | 0 |  |  |  | 0 | 0 | 0 | 0 | 0 | 0 | 0 | 0 | 0 | 0 | 0 | 0 | 0 | 0 | 0 | 0 | 0 | 0 | 0 | 0 | 0
PCR-AVATAR | [11 empty] | N | RDC |  |  | UAT | UAT |  |  |  | Dataguard- Oracle RAC-ESB | Oracle RAC pSeries | DB | ESB | DB-ESB |  | Yes - Outside this BoM |  |  |  | a |  |  | rdcgcgdtgad14u | 1 |  |  | IBM p7 p795 | IBM P-Series Tier 2 | pSeries |  | AIX 6.1 | [19 empty] | 0 | 300 | 303.3 |  | 303.3 |  |  | No | 0 |  | 0 |  |  | 75.825 | 11.3737 | [12 empty] | 0 | 0 | 0 | 0 | 0 | 0 | 0 | 0 | 0 | 0 | 0 | 0 | 0 | 0 | 0 | 0 | 0 | 0 | 0 | 0 | 0 | 0 | 0 | 0 | 0 | 0 | 0 | 0 | 0 | 0 | 0 | 0 | 0 | 0 | 0 | 0 | 0 | 0 | 0 | 0 | 0 | 0 | 0 | 0 | 0 | 0 | 0 | 0 | 0 | 0 | 0 | 0 |  | 172.4664 | 30.1984 | 0 | 136.485 | 30.5196 | 167.0046 | 339.471 | 197.203 | 0 | 0 | 0 | 0 | 0 | 0 | 0 | 0 | 0 | 0 | 0 | 0 | 0 | 0 | 0
PCR-AVATAR | [11 empty] | N | RDC |  |  | UAT | UAT |  |  |  | Oracle HACMP - Tibco, RMAN | Oracle Standalone | DB | ESB | DB-ESB |  | Yes - Outside this BoM |  |  |  | a |  |  | rdcgcgticad01u | 1 |  |  | IBM p7 p795 | IBM P-Series Tier 2 | pSeries |  | AIX 6.1 | [19 empty] | 0 | 300 | 303.3 |  | 303.3 | 100 |  | No | 0 |  | 0 |  |  | 100.825 | 15.1237 | [12 empty] | 0 | 0 | 0 | 0 | 0 | 0 | 0 | 0 | 0 | 0 | 0 | 0 | 0 | 0 | 0 | 0 | 0 | 0 | 0 | 0 | 0 | 0 | 0 | 0 | 0 | 0 | 0 | 0 | 0 | 0 | 0 | 0 | 0 | 0 | 0 | 0 | 0 | 0 | 0 | 0 | 0 | 0 | 0 | 0 | 0 | 0 | 0 | 0 | 0 | 0 | 0 | 0 |  | 0 | 0 | 0 | 237.585 | 40.5821 | 278.1671 | 278.1671 | 278.1671 | 0 | 0 | 0 | 0 | 0 | 0 | 0 | 0 | 0 | 0 | 0 | 0 | 0 | 0 | 0
PCR-AVATAR | [11 empty] | N | RDC |  |  | UAT | UAT |  |  |  | Oracle HACMP - Tibco, RMAN | Oracle Standalone | DB | ESB | DB-ESB |  | Yes - Outside this BoM |  |  |  | a |  |  | rdcgcgticad02u | 1 |  |  | IBM p7 p795 | IBM P-Series Tier 2 | pSeries |  | AIX 6.1 | [19 empty] | 0 |  | 0 |  | 0 |  |  | No | 0 |  | 0 |  |  | 0 | 0 | [12 empty] | 0 | 0 | 0 | 0 | 0 | 0 | 0 | 0 | 0 | 0 | 0 | 0 | 0 | 0 | 0 | 0 | 0 | 0 | 0 | 0 | 0 | 0 | 0 | 0 | 0 | 0 | 0 | 0 | 0 | 0 | 0 | 0 | 0 | 0 | 0 | 0 | 0 | 0 | 0 | 0 | 0 | 0 | 0 | 0 | 0 | 0 | 0 | 0 | 0 | 0 | 0 | 0 |  | 0 | 0 | 0 | 0 | 0 | 0 | 0 | 0 | 0 | 0 | 0 | 0 | 0 | 0 | 0 | 0 | 0 | 0 | 0 | 0 | 0 | 0 | 0
PCR-AVATAR | [11 empty] | N | HKDC |  |  | SIT | SIT |  |  |  | ESB-DB | Oracle Standalone | AP | ESB | AP-ESB |  | Yes - Outside this BoM |  |  |  | a |  |  | saixr293 | 1 |  |  | IBM p7 p795 | IBM P-Series Tier 2 | pSeries |  | AIX 6.1 | [19 empty] | 0 | 500 | 505.5 |  | 505.5 |  |  | No | 0 |  | 0 |  |  | 126.375 | 18.9563 | [12 empty] | 0 | 0 | 0 | 0 | 0 | 0 | 0 | 0 | 0 | 0 | 0 | 0 | 0 | 0 | 0 | 0 | 0 | 0 | 0 | 0 | 0 | 0 | 0 | 0 | 0 | 0 | 0 | 0 | 0 | 0 | 0 | 0 | 0 | 0 | 0 | 0 | 0 | 0 | 0 | 0 | 0 | 0 | 0 | 0 | 0 | 0 | 0 | 0 | 0 | 0 | 0 | 0 |  | 0 | 0 | 0 | 227.475 | 50.8659 | 278.3409 | 278.3409 | 278.3409 | 0 | 0 | 0 | 0 | 0 | 0 | 0 | 0 | 0 | 0 | 0 | 0 | 0 | 0 | 0
PCR-AVATAR | [11 empty] | N | HKDC |  |  | SIT | SIT |  |  |  | ESB-EMS | TIBCO EMS, CA APM | AP | ESB | AP-ESB |  | Yes - Outside this BoM |  |  |  | a |  |  | hlixtr289 | 1 |  |  | BL620C G7 | x86 Tier 3 | x86 |  | RHEL 5.9 | [19 empty] | 0 | 250 | 269.6 |  | 269.6 |  |  | No | 0 |  | 0 |  |  | 67.4 | 10.11 | [12 empty] | 0 | 0 | 0 | 0 | 0 | 0 | 0 | 0 | 0 | 0 | 0 | 0 | 0 | 0 | 0 | 0 | 0 | 0 | 0 | 0 | 0 | 0 | 0 | 0 | 0 | 0 | 0 | 0 | 0 | 0 | 0 | 0 | 0 | 0 | 0 | 0 | 0 | 0 | 0 | 0 | 0 | 0 | 0 | 0 | 0 | 0 | 0 | 0 | 0 | 0 | 0 | 0 |  | 3000 | 420 | 0 | 121.32 | 27.1285 | 148.4485 | 3148.4485 | 568.4485 | 0 | 0 | 0 | 0 | 0 | 0 | 0 | 0 | 0 | 0 | 0 | 0 | 0 | 0 | 0
PCR-AVATAR | [11 empty] | N | HKDC |  |  | SIT | SIT |  |  |  | ESB-BW | TIBCO BW, CA APM | AP | ESB | AP-ESB |  | Yes - Outside this BoM |  |  |  | a |  |  | hlixtr492 | 1 |  |  | BL620C G7 | x86 Tier 3 | x86 |  | RHEL 5.9 | [19 empty] | 0 | 250 | 269.6 |  | 269.6 |  |  | No | 0 |  | 0 |  |  | 67.4 | 10.11 | [12 empty] | 0 | 0 | 0 | 0 | 0 | 0 | 0 | 0 | 0 | 0 | 0 | 0 | 0 | 0 | 0 | 0 | 0 | 0 | 0 | 0 | 0 | 0 | 0 | 0 | 0 | 0 | 0 | 0 | 0 | 0 | 0 | 0 | 0 | 0 | 0 | 0 | 0 | 0 | 0 | 0 | 0 | 0 | 0 | 0 | 0 | 0 | 0 | 0 | 0 | 0 | 0 | 0 |  | 3750 | 525 | 0 | 121.32 | 27.1285 | 148.4485 | 3898.4485 | 673.4485 | 0 | 0 | 0 | 0 | 0 | 0 | 0 | 0 | 0 | 0 | 0 | 0 | 0 | 0 | 0
PCR-AVATAR | [11 empty] | N | FDC |  |  | PROD | PROD |  |  |  | Web Server | IBM HTTP x86 | WW | CBOL | WW-CBOL |  | No | [6 empty] | BLADE 1 | 1 |  |  | BL620C G7 | x86 Tier 3 | x86 |  | RHEL 5.9 | 2 |  | 16 |  | 128 | [14 empty] | 202.2 | 700 | 909.9 |  | 909.9 |  |  | No | 0 |  | 0 |  |  | 227.475 | 34.1213 | [12 empty] | 0 | 0 | 0 | 0 | 0 | 0 | 0 | 0 | 0 | 16 | 0 | 0 | 0 | 0 | 0 | 0 | 0 | 0 | 0 | 0 | 0 | 0 | 0 | 0 | 0 | 0 | 0 | 0 | 0 | 0 | 0 | 0 | 0 | 0 | 0 | 0 | 0 | 0 | 0 | 0 | 0 | 0 | 0 | 0 | 0 | 0 | 0 | 0 | 0 | 0 | 0 | 0 |  | 0 | 0 | 888.7 | 409.455 | 91.5587 | 1389.7137 | 1389.7137 | 1389.7137 | 888.7 | 2 | 16 | 128 | 0 | 0 | 0 | 0 | 608 | 0 | 0 | 93.6 | 0 | 187.1 | 0
PCR-AVATAR | [11 empty] | N | RDC |  |  | PROD2 | PROD |  |  |  | Web Server | IBM HTTP x86 | WW | CBOL | WW-CBOL |  | No | [6 empty] | BLADE 2 | 1 |  |  | BL620C G7 | x86 Tier 3 | x86 |  | RHEL 5.9 | 2 |  | 16 |  | 128 | [14 empty] | 202.2 | 700 | 909.9 |  | 909.9 |  |  | No | 0 |  | 0 |  |  | 227.475 | 34.1213 | [12 empty] | 0 | 0 | 0 | 0 | 0 | 0 | 0 | 0 | 0 | 16 | 0 | 0 | 0 | 0 | 0 | 0 | 0 | 0 | 0 | 0 | 0 | 0 | 0 | 0 | 0 | 0 | 0 | 0 | 0 | 0 | 0 | 0 | 0 | 0 | 0 | 0 | 0 | 0 | 0 | 0 | 0 | 0 | 0 | 0 | 0 | 0 | 0 | 0 | 0 | 0 | 0 | 0 |  | 0 | 0 | 888.7 | 409.455 | 91.5587 | 1389.7137 | 1389.7137 | 1389.7137 | 888.7 | 2 | 16 | 128 | 0 | 0 | 0 | 0 | 608 | 0 | 0 | 93.6 | 0 | 187.1 | 0
PCR-AVATAR | [11 empty] | N | FDC |  |  | PROD | PROD |  |  |  | PL App Server | IBM WAS x86, CA APM, IBM HTTP x86 | AP | CBOL | AP-CBOL |  | No | [6 empty] | BLADE 3 | 1 |  |  | BL620C G7 | x86 Tier 3 | x86 |  | RHEL 5.9 | 2 |  | 16 |  | 128 | [14 empty] | 202.2 | 600 | 808.8 |  | 808.8 |  |  | No | 0 |  | 0 |  |  | 202.2 | 30.33 | [12 empty] | 0 | 1 | 0 | 0 | 0 | 0 | 0 | 0 | 0 | 16 | 0 | 0 | 16 | 0 | 0 | 0 | 0 | 0 | 0 | 0 | 0 | 0 | 0 | 0 | 0 | 0 | 0 | 0 | 0 | 0 | 0 | 0 | 0 | 0 | 0 | 0 | 0 | 0 | 0 | 0 | 0 | 0 | 0 | 0 | 0 | 0 | 0 | 0 | 0 | 0 | 0 | 0 |  | 0 | 0 | 888.7 | 363.96 | 81.3855 | 1334.0455 | 1334.0455 | 1334.0455 | 888.7 | 2 | 16 | 128 | 0 | 0 | 0 | 0 | 608 | 0 | 0 | 93.6 | 0 | 187.1 | 0
PCR-AVATAR | [11 empty] | N | RDC |  |  | PROD2 | PROD |  |  |  | PL App Server | IBM WAS x86, CA APM, IBM HTTP x86 | AP | CBOL | AP-CBOL |  | No | [6 empty] | BLADE 4 | 1 |  |  | BL620C G7 | x86 Tier 3 | x86 |  | RHEL 5.9 | 2 |  | 16 |  | 128 | [14 empty] | 202.2 | 600 | 808.8 |  | 808.8 |  |  | No | 0 |  | 0 |  |  | 202.2 | 30.33 | [12 empty] | 0 | 1 | 0 | 0 | 0 | 0 | 0 | 0 | 0 | 16 | 0 | 0 | 16 | 0 | 0 | 0 | 0 | 0 | 0 | 0 | 0 | 0 | 0 | 0 | 0 | 0 | 0 | 0 | 0 | 0 | 0 | 0 | 0 | 0 | 0 | 0 | 0 | 0 | 0 | 0 | 0 | 0 | 0 | 0 | 0 | 0 | 0 | 0 | 0 | 0 | 0 | 0 |  | 0 | 0 | 888.7 | 363.96 | 81.3855 | 1334.0455 | 1334.0455 | 1334.0455 | 888.7 | 2 | 16 | 128 | 0 | 0 | 0 | 0 | 608 | 0 | 0 | 93.6 | 0 | 187.1 | 0
PCR-AVATAR | [11 empty] | N | FDC |  |  | PROD | PROD |  |  |  | PL App Server | IBM WAS x86, CA APM, IBM HTTP x86 | AP | CBOL | AP-CBOL |  | No | [6 empty] | BLADE 5 | 1 |  |  | BL620C G7 | x86 Tier 3 | x86 |  | RHEL 5.9 | 2 |  | 16 |  | 128 | [14 empty] | 202.2 | 600 | 808.8 |  | 808.8 |  |  | No | 0 |  | 0 |  |  | 202.2 | 30.33 | [12 empty] | 0 | 1 | 0 | 0 | 0 | 0 | 0 | 0 | 0 | 16 | 0 | 0 | 16 | 0 | 0 | 0 | 0 | 0 | 0 | 0 | 0 | 0 | 0 | 0 | 0 | 0 | 0 | 0 | 0 | 0 | 0 | 0 | 0 | 0 | 0 | 0 | 0 | 0 | 0 | 0 | 0 | 0 | 0 | 0 | 0 | 0 | 0 | 0 | 0 | 0 | 0 | 0 |  | 0 | 0 | 888.7 | 363.96 | 81.3855 | 1334.0455 | 1334.0455 | 1334.0455 | 888.7 | 2 | 16 | 128 | 0 | 0 | 0 | 0 | 608 | 0 | 0 | 93.6 | 0 | 187.1 | 0
PCR-AVATAR | [11 empty] | N | RDC |  |  | PROD2 | PROD |  |  |  | PL App Server | IBM WAS x86, CA APM, IBM HTTP x86 | AP | CBOL | AP-CBOL |  | No | [6 empty] | BLADE 6 | 1 |  |  | BL620C G7 | x86 Tier 3 | x86 |  | RHEL 5.9 | 2 |  | 16 |  | 128 | [14 empty] | 202.2 | 600 | 808.8 |  | 808.8 |  |  | No | 0 |  | 0 |  |  | 202.2 | 30.33 | [12 empty] | 0 | 1 | 0 | 0 | 0 | 0 | 0 | 0 | 0 | 16 | 0 | 0 | 16 | 0 | 0 | 0 | 0 | 0 | 0 | 0 | 0 | 0 | 0 | 0 | 0 | 0 | 0 | 0 | 0 | 0 | 0 | 0 | 0 | 0 | 0 | 0 | 0 | 0 | 0 | 0 | 0 | 0 | 0 | 0 | 0 | 0 | 0 | 0 | 0 | 0 | 0 | 0 |  |  |  | 888.7 | 363.96 | 81.3855 | 1334.0455 | 1334.0455 | 1334.0455 | 888.7 | 2 | 16 | 128 | 0 | 0 | 0 | 0 | 608 | 0 | 0 | 93.6 | 0 | 187.1 | 0
PCR-AVATAR | [11 empty] | N | FDC |  |  | PROD | PROD |  |  |  | CM App Server | IBM WAS x86, CA APM, IBM HTTP x86 | AP | CBOL | AP-CBOL |  | No | [6 empty] | BLADE 7 | 1 |  |  | BL620C G7 | x86 Tier 3 | x86 |  | RHEL 5.9 | 2 |  | 16 |  | 256 | [14 empty] | 337 | 800 | 1145.8 |  | 1145.8 |  |  | No | 0 |  | 0 |  |  | 286.45 | 42.9675 | [12 empty] | 0 | 1 | 0 | 0 | 0 | 0 | 0 | 0 | 0 | 16 | 0 | 0 | 16 | 0 | 0 | 0 | 0 | 0 | 0 | 0 | 0 | 0 | 0 | 0 | 0 | 0 | 0 | 0 | 0 | 0 | 0 | 0 | 0 | 0 | 0 | 0 | 0 | 0 | 0 | 0 | 0 | 0 | 0 | 0 | 0 | 0 | 0 | 0 | 0 | 0 | 0 | 0 |  |  |  | 1003.9 | 515.61 | 115.2961 | 1634.8061 | 1634.8061 | 1634.8061 | 1003.9 | 2 | 16 | 256 | 0 | 0 | 0 | 0 | 608 | 0 | 0 | 208.8 | 0 | 187.1 | 0
PCR-AVATAR | [11 empty] | N | FDC |  |  | PROD | PROD |  |  |  | CM App Server | IBM WAS x86, CA APM, IBM HTTP x86 | AP | CBOL | AP-CBOL |  | No | [6 empty] | BLADE 8 | 1 |  |  | BL620C G7 | x86 Tier 3 | x86 |  | RHEL 5.9 | 2 |  | 16 |  | 256 | [14 empty] | 337 | 800 | 1145.8 |  | 1145.8 |  |  | No | 0 |  | 0 |  |  | 286.45 | 42.9675 | [12 empty] | 0 | 1 | 0 | 0 | 0 | 0 | 0 | 0 | 0 | 16 | 0 | 0 | 16 | 0 | 0 | 0 | 0 | 0 | 0 | 0 | 0 | 0 | 0 | 0 | 0 | 0 | 0 | 0 | 0 | 0 | 0 | 0 | 0 | 0 | 0 | 0 | 0 | 0 | 0 | 0 | 0 | 0 | 0 | 0 | 0 | 0 | 0 | 0 | 0 | 0 | 0 | 0 |  |  |  | 1003.9 | 515.61 | 115.2961 | 1634.8061 | 1634.8061 | 1634.8061 | 1003.9 | 2 | 16 | 256 | 0 | 0 | 0 | 0 | 608 | 0 | 0 | 208.8 | 0 | 187.1 | 0
PCR-AVATAR | [11 empty] | N | FDC |  |  | PROD | PROD |  |  |  | CM App Server | IBM WAS x86, CA APM, IBM HTTP x86 | AP | CBOL | AP-CBOL |  | No | [6 empty] | BLADE 9 | 1 |  |  | BL620C G7 | x86 Tier 3 | x86 |  | RHEL 5.9 | 2 |  | 16 |  | 256 | [14 empty] | 337 | 800 | 1145.8 |  | 1145.8 |  |  | No | 0 |  | 0 |  |  | 286.45 | 42.9675 | [12 empty] | 0 | 1 | 0 | 0 | 0 | 0 | 0 | 0 | 0 | 16 | 0 | 0 | 16 | 0 | 0 | 0 | 0 | 0 | 0 | 0 | 0 | 0 | 0 | 0 | 0 | 0 | 0 | 0 | 0 | 0 | 0 | 0 | 0 | 0 | 0 | 0 | 0 | 0 | 0 | 0 | 0 | 0 | 0 | 0 | 0 | 0 | 0 | 0 | 0 | 0 | 0 | 0 |  |  |  | 1003.9 | 515.61 | 115.2961 | 1634.8061 | 1634.8061 | 1634.8061 | 1003.9 | 2 | 16 | 256 | 0 | 0 | 0 | 0 | 608 | 0 | 0 | 208.8 | 0 | 187.1 | 0
PCR-AVATAR | [11 empty] | N | RDC |  |  | PROD2 | PROD |  |  |  | CM App Server | IBM WAS x86, CA APM, IBM HTTP x86 | AP | CBOL | AP-CBOL |  | No | [6 empty] | BLADE 10 | 1 |  |  | BL620C G7 | x86 Tier 3 | x86 |  | RHEL 5.9 | 2 |  | 16 |  | 256 | [14 empty] | 337 | 800 | 1145.8 |  | 1145.8 |  |  | No | 0 |  | 0 |  |  | 286.45 | 42.9675 | [12 empty] | 0 | 1 | 0 | 0 | 0 | 0 | 0 | 0 | 0 | 16 | 0 | 0 | 16 | 0 | 0 | 0 | 0 | 0 | 0 | 0 | 0 | 0 | 0 | 0 | 0 | 0 | 0 | 0 | 0 | 0 | 0 | 0 | 0 | 0 | 0 | 0 | 0 | 0 | 0 | 0 | 0 | 0 | 0 | 0 | 0 | 0 | 0 | 0 | 0 | 0 | 0 | 0 |  |  |  | 1003.9 | 515.61 | 115.2961 | 1634.8061 | 1634.8061 | 1634.8061 | 1003.9 | 2 | 16 | 256 | 0 | 0 | 0 | 0 | 608 | 0 | 0 | 208.8 | 0 | 187.1 | 0
PCR-AVATAR | [11 empty] | N | RDC |  |  | PROD2 | PROD |  |  |  | CM App Server | IBM WAS x86, CA APM, IBM HTTP x86 | AP | CBOL | AP-CBOL |  | No | [6 empty] | BLADE 11 | 1 |  |  | BL620C G7 | x86 Tier 3 | x86 |  | RHEL 5.9 | 2 |  | 16 |  | 256 | [14 empty] | 337 | 800 | 1145.8 |  | 1145.8 |  |  | No | 0 |  | 0 |  |  | 286.45 | 42.9675 | [12 empty] | 0 | 1 | 0 | 0 | 0 | 0 | 0 | 0 | 0 | 16 | 0 | 0 | 16 | 0 | 0 | 0 | 0 | 0 | 0 | 0 | 0 | 0 | 0 | 0 | 0 | 0 | 0 | 0 | 0 | 0 | 0 | 0 | 0 | 0 | 0 | 0 | 0 | 0 | 0 | 0 | 0 | 0 | 0 | 0 | 0 | 0 | 0 | 0 | 0 | 0 | 0 | 0 |  |  |  | 1003.9 | 515.61 | 115.2961 | 1634.8061 | 1634.8061 | 1634.8061 | 1003.9 | 2 | 16 | 256 | 0 | 0 | 0 | 0 | 608 | 0 | 0 | 208.8 | 0 | 187.1 | 0
PCR-AVATAR | [11 empty] | N | RDC |  |  | PROD2 | PROD |  |  |  | CM App Server | IBM WAS x86, CA APM, IBM HTTP x86 | AP | CBOL | AP-CBOL |  | No | [6 empty] | BLADE 12 | 1 |  |  | BL620C G7 | x86 Tier 3 | x86 |  | RHEL 5.9 | 2 |  | 16 |  | 256 | [14 empty] | 337 | 800 | 1145.8 |  | 1145.8 |  |  | No | 0 |  | 0 |  |  | 286.45 | 42.9675 | [12 empty] | 0 | 1 | 0 | 0 | 0 | 0 | 0 | 0 | 0 | 16 | 0 | 0 | 16 | 0 | 0 | 0 | 0 | 0 | 0 | 0 | 0 | 0 | 0 | 0 | 0 | 0 | 0 | 0 | 0 | 0 | 0 | 0 | 0 | 0 | 0 | 0 | 0 | 0 | 0 | 0 | 0 | 0 | 0 | 0 | 0 | 0 | 0 | 0 | 0 | 0 | 0 | 0 |  |  |  | 1003.9 | 515.61 | 115.2961 | 1634.8061 | 1634.8061 | 1634.8061 | 1003.9 | 2 | 16 | 256 | 0 | 0 | 0 | 0 | 608 | 0 | 0 | 208.8 | 0 | 187.1 | 0
PCR-AVATAR | [11 empty] | N | FDC |  |  | PROD | PROD |  |  |  | DB Server Cluster1 | Oracle RAC x86 | DB | CBOL | DB-CBOL |  | No | [6 empty] | BLADE 13 | 1 |  |  | BL620C G7 | x86 Tier 3 | x86 |  | RHEL 5.9 | 2 |  | 16 |  | 128 | [14 empty] | 202.2 | 3200 | 3403.7 |  | 3403.7 | 3000 |  | No | 0 |  | 0 |  |  | 1600.925 | 240.1388 | [12 empty] | 0 | 0 | 0 | 0 | 0 | 0 | 0 | 0 | 0 | 0 | 0 | 0 | 0 | 0 | 0 | 0 | 0 | 0 | 0 | 0 | 0 | 0 | 0 | 0 | 0 | 0 | 0 | 0 | 0 | 0 | 0 | 0 | 0 | 0 | 0 | 0 | 16 | 0 | 0 | 0 | 0 | 0 | 0 | 0 | 0 | 0 | 0 | 0 | 0 | 0 | 0 | 0 |  | 0 | 0 | 888.7 | 4564.665 | 644.3723 | 6097.7373 | 6097.7373 | 6097.7373 | 888.7 | 2 | 16 | 128 | 0 | 0 | 0 | 0 | 608 | 0 | 0 | 93.6 | 0 | 187.1 | 0
PCR-AVATAR | [11 empty] | N | FDC |  |  | PROD | PROD |  |  |  | DB Server Cluster1 | Oracle RAC x86 | DB | CBOL | DB-CBOL |  | No | [6 empty] | BLADE 14 | 1 |  |  | BL620C G7 | x86 Tier 3 | x86 |  | RHEL 5.9 | 2 |  | 16 |  | 128 | [14 empty] | 202.2 | 200 | 404.4 |  | 404.4 |  |  | No | 0 |  | 0 |  |  | 101.1 | 15.165 | [12 empty] | 0 | 0 | 0 | 0 | 0 | 0 | 0 | 0 | 0 | 0 | 0 | 0 | 0 | 0 | 0 | 0 | 0 | 0 | 0 | 0 | 0 | 0 | 0 | 0 | 0 | 0 | 0 | 0 | 0 | 0 | 0 | 0 | 0 | 0 | 0 | 0 | 16 | 0 | 0 | 0 | 0 | 0 | 0 | 0 | 0 | 0 | 0 | 0 | 0 | 0 | 0 | 0 |  |  |  | 888.7 | 181.98 | 40.6928 | 1111.3727 | 1111.3727 | 1111.3727 | 888.7 | 2 | 16 | 128 | 0 | 0 | 0 | 0 | 608 | 0 | 0 | 93.6 | 0 | 187.1 | 0
PCR-AVATAR | [11 empty] | N | RDC |  |  | PROD2 | PROD |  |  |  | Data Guard Cluster1 | Oracle RAC x86 | DB | CBOL | DB-CBOL |  | No | [6 empty] | BLADE 15 | 1 |  |  | BL620C G7 | x86 Tier 3 | x86 |  | RHEL 5.9 | 2 |  | 16 |  | 128 | [14 empty] | 202.2 | 3200 | 3403.7 |  | 3403.7 | 3000 |  | No | 0 |  | 0 |  |  | 1600.925 | 240.1388 | [12 empty] | 0 | 0 | 0 | 0 | 0 | 0 | 0 | 0 | 0 | 0 | 0 | 0 | 0 | 0 | 0 | 0 | 0 | 0 | 0 | 0 | 0 | 0 | 0 | 0 | 0 | 0 | 0 | 0 | 0 | 0 | 0 | 0 | 0 | 0 | 0 | 0 | 16 | 0 | 0 | 0 | 0 | 0 | 0 | 0 | 0 | 0 | 0 | 0 | 0 | 0 | 0 | 0 |  | 898.2625 | 157.2833 | 888.7 | 4564.665 | 644.3723 | 6097.7373 | 6995.9998 | 6255.0206 | 888.7 | 2 | 16 | 128 | 0 | 0 | 0 | 0 | 608 | 0 | 0 | 93.6 | 0 | 187.1 | 0
PCR-AVATAR | [11 empty] | N | RDC |  |  | PROD2 | PROD |  |  |  | Data Guard Cluster1 | Oracle RAC x86 | DB | CBOL | DB-CBOL |  | No | [6 empty] | BLADE 16 | 1 |  |  | BL620C G7 | x86 Tier 3 | x86 |  | RHEL 5.9 | 2 |  | 16 |  | 128 | [14 empty] | 202.2 | 200 | 404.4 |  | 404.4 |  |  | No | 0 |  | 0 |  |  | 101.1 | 15.165 | [12 empty] | 0 | 0 | 0 | 0 | 0 | 0 | 0 | 0 | 0 | 0 | 0 | 0 | 0 | 0 | 0 | 0 | 0 | 0 | 0 | 0 | 0 | 0 | 0 | 0 | 0 | 0 | 0 | 0 | 0 | 0 | 0 | 0 | 0 | 0 | 0 | 0 | 16 | 0 | 0 | 0 | 0 | 0 | 0 | 0 | 0 | 0 | 0 | 0 | 0 | 0 | 0 | 0 |  | 898.2625 | 157.2833 | 888.7 | 181.98 | 40.6928 | 1111.3727 | 2009.6353 | 1268.6561 | 888.7 | 2 | 16 | 128 | 0 | 0 | 0 | 0 | 608 | 0 | 0 | 93.6 | 0 | 187.1 | 0
PCR-AVATAR | [11 empty] | N | FDC |  |  | PROD | PROD |  |  |  | DB Server Cluster2 | Oracle RAC x86 | DB | CBOL | DB-CBOL |  | No | [6 empty] | BLADE 17 | 1 |  |  | BL620C G7 | x86 Tier 3 | x86 |  | RHEL 5.9 | 2 |  | 16 |  | 128 | [14 empty] | 202.2 | 3200 | 3403.7 |  | 3403.7 | 3000 |  | No | 0 |  | 0 |  |  | 1600.925 | 240.1388 | [12 empty] | 0 | 0 | 0 | 0 | 0 | 0 | 0 | 0 | 0 | 0 | 0 | 0 | 0 | 0 | 0 | 0 | 0 | 0 | 0 | 0 | 0 | 0 | 0 | 0 | 0 | 0 | 0 | 0 | 0 | 0 | 0 | 0 | 0 | 0 | 0 | 0 | 16 | 0 | 0 | 0 | 0 | 0 | 0 | 0 | 0 | 0 | 0 | 0 | 0 | 0 | 0 | 0 |  |  |  | 888.7 | 4564.665 | 644.3723 | 6097.7373 | 6097.7373 | 6097.7373 | 888.7 | 2 | 16 | 128 | 0 | 0 | 0 | 0 | 608 | 0 | 0 | 93.6 | 0 | 187.1 | 0
PCR-AVATAR | [11 empty] | N | FDC |  |  | PROD | PROD |  |  |  | DB Server Cluster2 | Oracle RAC x86 | DB | CBOL | DB-CBOL |  | No | [6 empty] | BLADE 18 | 1 |  |  | BL620C G7 | x86 Tier 3 | x86 |  | RHEL 5.9 | 2 |  | 16 |  | 128 | [14 empty] | 202.2 | 200 | 404.4 |  | 404.4 |  |  | No | 0 |  | 0 |  |  | 101.1 | 15.165 | [12 empty] | 0 | 0 | 0 | 0 | 0 | 0 | 0 | 0 | 0 | 0 | 0 | 0 | 0 | 0 | 0 | 0 | 0 | 0 | 0 | 0 | 0 | 0 | 0 | 0 | 0 | 0 | 0 | 0 | 0 | 0 | 0 | 0 | 0 | 0 | 0 | 0 | 16 | 0 | 0 | 0 | 0 | 0 | 0 | 0 | 0 | 0 | 0 | 0 | 0 | 0 | 0 | 0 |  |  |  | 888.7 | 181.98 | 40.6928 | 1111.3727 | 1111.3727 | 1111.3727 | 888.7 | 2 | 16 | 128 | 0 | 0 | 0 | 0 | 608 | 0 | 0 | 93.6 | 0 | 187.1 | 0
PCR-AVATAR | [11 empty] | N | RDC |  |  | PROD2 | PROD |  |  |  | Data Guard Cluster2 | Oracle RAC x86 | DB | CBOL | DB-CBOL |  | No | [6 empty] | BLADE 19 | 1 |  |  | BL620C G7 | x86 Tier 3 | x86 |  | RHEL 5.9 | 2 |  | 16 |  | 128 | [14 empty] | 202.2 | 3200 | 3403.7 |  | 3403.7 | 3000 |  | No | 0 |  | 0 |  |  | 1600.925 | 240.1388 | [12 empty] | 0 | 0 | 0 | 0 | 0 | 0 | 0 | 0 | 0 | 0 | 0 | 0 | 0 | 0 | 0 | 0 | 0 | 0 | 0 | 0 | 0 | 0 | 0 | 0 | 0 | 0 | 0 | 0 | 0 | 0 | 0 | 0 | 0 | 0 | 0 | 0 | 16 | 0 | 0 | 0 | 0 | 0 | 0 | 0 | 0 | 0 | 0 | 0 | 0 | 0 | 0 | 0 |  |  |  | 888.7 | 4564.665 | 644.3723 | 6097.7373 | 6097.7373 | 6097.7373 | 888.7 | 2 | 16 | 128 | 0 | 0 | 0 | 0 | 608 | 0 | 0 | 93.6 | 0 | 187.1 | 0
PCR-AVATAR | [11 empty] | N | RDC |  |  | PROD2 | PROD |  |  |  | Data Guard Cluster2 | Oracle RAC x86 | DB | CBOL | DB-CBOL |  | No | [6 empty] | BLADE 20 | 1 |  |  | BL620C G7 | x86 Tier 3 | x86 |  | RHEL 5.9 | 2 |  | 16 |  | 128 | [14 empty] | 202.2 | 200 | 404.4 |  | 404.4 |  |  | No | 0 |  | 0 |  |  | 101.1 | 15.165 | [12 empty] | 0 | 0 | 0 | 0 | 0 | 0 | 0 | 0 | 0 | 0 | 0 | 0 | 0 | 0 | 0 | 0 | 0 | 0 | 0 | 0 | 0 | 0 | 0 | 0 | 0 | 0 | 0 | 0 | 0 | 0 | 0 | 0 | 0 | 0 | 0 | 0 | 16 | 0 | 0 | 0 | 0 | 0 | 0 | 0 | 0 | 0 | 0 | 0 | 0 | 0 | 0 | 0 |  |  |  | 888.7 | 181.98 | 40.6928 | 1111.3727 | 1111.3727 | 1111.3727 | 888.7 | 2 | 16 | 128 | 0 | 0 | 0 | 0 | 608 | 0 | 0 | 93.6 | 0 | 187.1 | 0
PCR-AVATAR | [11 empty] | N | FDC |  |  | PROD | PROD |  |  |  | CitiAlert Server | java, MQ7, NDM | AP | CBOL | AP-CBOL |  | No | [6 empty] | New LPAR 1 | 1 |  |  | IBM p7 p795 | IBM P-Series Tier 2 | pSeries |  | AIX 6.1 | 1 |  | 1 |  | 48 | [14 empty] | 0 | 700 | 707.7 |  | 707.7 | 600 |  | Yes | 0 |  | 0 |  |  | 326.925 | 49.0388 | [12 empty] | 0 | 0 | 0 | 0 | 0 | 0 | 0 | 0 | 0 | 0 | 0 | 0 | 0 | 0 | 0 | 0 | 0 | 0 | 0 | 0 | 0 | 0 | 0 | 0 | 0 | 0 | 0 | 0 | 0 | 0 | 0 | 0 | 0 | 0 | 0 | 0 | 0 | 0 | 0 | 0 | 0 | 0 | 0 | 0 | 0 | 0 | 0 | 0 | 0 | 0 | 0 | 0 |  |  |  | 1304.1 | 1739.931 | 131.5873 | 3175.6183 | 3175.6183 | 3175.6183 | 1304.1 | 1 | 1 | 48 | 0 | 0 | 0 | 0 | 829 | 0 | 0 | 288 | 0 | 187.1 | 0
PCR-AVATAR | [11 empty] | N | FDC |  |  | PROD | PROD |  |  |  | CitiAlert Server | java, MQ7, NDM | AP | CBOL | AP-CBOL |  | No | [6 empty] | New LPAR 2 | 1 |  |  | IBM p7 p795 | IBM P-Series Tier 2 | pSeries |  | AIX 6.1 | 1 |  | 1 |  | 48 | [14 empty] | 0 | 100 | 101.1 |  | 101.1 |  |  | Yes | 0 |  | 0 |  |  | 25.275 | 3.7913 | [12 empty] | 0 | 0 | 0 | 0 | 0 | 0 | 0 | 0 | 0 | 0 | 0 | 0 | 0 | 0 | 0 | 0 | 0 | 0 | 0 | 0 | 0 | 0 | 0 | 0 | 0 | 0 | 0 | 0 | 0 | 0 | 0 | 0 | 0 | 0 | 0 | 0 | 0 | 0 | 0 | 0 | 0 | 0 | 0 | 0 | 0 | 0 | 0 | 0 | 0 | 0 | 0 | 0 |  |  |  | 1304.1 | 108.177 | 10.1732 | 1422.4502 | 1422.4502 | 1422.4502 | 1304.1 | 1 | 1 | 48 | 0 | 0 | 0 | 0 | 829 | 0 | 0 | 288 | 0 | 187.1 | 0
PCR-AVATAR | [11 empty] | N | FDC |  |  | PROD | PROD |  |  |  | ESTMT | Websphere7, NDM, ODWEK, MQ, IHS | AP | CBOL | AP-CBOL |  | Yes - Outside this BoM |  |  |  | a |  |  | fdcgcgestaa01p | 1 |  |  | IBM p7 p795 | IBM P-Series Tier 2 | pSeries |  | AIX 6.1 | 1 |  | 2 |  | 16 | [14 empty] | 0 | 100 | 101.1 |  | 101.1 |  |  | Yes | 0 |  | 0 |  |  | 25.275 | 3.7913 | [12 empty] | 0 | 0 | 0 | 0 | 0 | 0 | 0 | 0 | 0 | 0 | 0 | 0 | 0 | 0 | 0 | 0 | 0 | 0 | 0 | 0 | 0 | 0 | 0 | 0 | 0 | 0 | 0 | 0 | 0 | 0 | 0 | 0 | 0 | 0 | 0 | 0 | 0 | 0 | 0 | 0 | 0 | 0 | 0 | 0 | 0 | 0 | 0 | 0 | 0 | 0 | 0 | 0 |  |  |  | 829 | 108.177 | 10.1732 | 947.3502 | 947.3502 | 947.3502 | 829 | 1 | 2 | 16 | 0 | 0 | 0 | 0 | 829 | 0 | 0 | 0 | 0 | 0 | 0
PCR-AVATAR | [11 empty] | N | FDC |  |  | PROD | PROD |  |  |  | ESTMT | Websphere7, NDM, ODWEK, MQ, IHS | AP | CBOL | AP-CBOL |  | Yes - Outside this BoM | [6 empty] | fdcgcgestaa02p | 1 |  |  | IBM p7 p795 | IBM P-Series Tier 2 | pSeries |  | AIX 6.1 | 1 |  | 2 |  | 16 | [14 empty] | 0 | 100 | 101.1 |  | 101.1 |  |  | Yes | 0 |  | 0 |  |  | 25.275 | 3.7913 | [12 empty] | 0 | 0 | 0 | 0 | 0 | 0 | 0 | 0 | 0 | 0 | 0 | 0 | 0 | 0 | 0 | 0 | 0 | 0 | 0 | 0 | 0 | 0 | 0 | 0 | 0 | 0 | 0 | 0 | 0 | 0 | 0 | 0 | 0 | 0 | 0 | 0 | 0 | 0 | 0 | 0 | 0 | 0 | 0 | 0 | 0 | 0 | 0 | 0 | 0 | 0 | 0 | 0 |  |  |  | 829 | 108.177 | 10.1732 | 947.3502 | 947.3502 | 947.3502 | 829 | 1 | 2 | 16 | 0 | 0 | 0 | 0 | 829 | 0 | 0 | 0 | 0 | 0 | 0
PCR-AVATAR | [11 empty] | N | FDC |  |  | UAT2 | UAT |  |  |  | Web Server | IBM HTTP x86 | WW | CBOL | WW-CBOL |  | No | [6 empty] | UAT-BLADE 1 | 1 |  |  | BL620C G7 | x86 Tier 3 | x86 |  | RHEL 5.9 | 2 |  | 16 |  | 128 | [14 empty] | 202.2 | 600 | 808.8 |  | 808.8 |  |  | No | 0 |  | 0 |  |  | 202.2 | 30.33 | [12 empty] | 0 | 0 | 0 | 0 | 0 | 0 | 0 | 0 | 0 | 16 | 0 | 0 | 0 | 0 | 0 | 0 | 0 | 0 | 0 | 0 | 0 | 0 | 0 | 0 | 0 | 0 | 0 | 0 | 0 | 0 | 0 | 0 | 0 | 0 | 0 | 0 | 0 | 0 | 0 | 0 | 0 | 0 | 0 | 0 | 0 | 0 | 0 | 0 | 0 | 0 | 0 | 0 |  | 0 | 0 | 888.7 | 363.96 | 81.3855 | 1334.0455 | 1334.0455 | 1334.0455 | 888.7 | 2 | 16 | 128 | 0 | 0 | 0 | 0 | 608 | 0 | 0 | 93.6 | 0 | 187.1 | 0
PCR-AVATAR | [11 empty] | N | RDC |  |  | UAT | UAT |  |  |  | Web Server | IBM HTTP x86 | WW | CBOL | WW-CBOL |  | No | [6 empty] | UAT-BLADE 2 | 1 |  |  | BL620C G7 | x86 Tier 3 | x86 |  | RHEL 5.9 | 2 |  | 16 |  | 128 | [14 empty] | 202.2 | 600 | 808.8 |  | 808.8 |  |  | No | 0 |  | 0 |  |  | 202.2 | 30.33 | [12 empty] | 0 | 0 | 0 | 0 | 0 | 0 | 0 | 0 | 0 | 16 | 0 | 0 | 0 | 0 | 0 | 0 | 0 | 0 | 0 | 0 | 0 | 0 | 0 | 0 | 0 | 0 | 0 | 0 | 0 | 0 | 0 | 0 | 0 | 0 | 0 | 0 | 0 | 0 | 0 | 0 | 0 | 0 | 0 | 0 | 0 | 0 | 0 | 0 | 0 | 0 | 0 | 0 |  |  |  | 888.7 | 363.96 | 81.3855 | 1334.0455 | 1334.0455 | 1334.0455 | 888.7 | 2 | 16 | 128 | 0 | 0 | 0 | 0 | 608 | 0 | 0 | 93.6 | 0 | 187.1 | 0
PCR-AVATAR | [11 empty] | N | FDC |  |  | UAT2 | UAT |  |  |  | GR1 App Server | IBM WAS x86, CA APM, IBM HTTP x86 | AP | CBOL | AP-CBOL |  | No | [6 empty] | UAT-BLADE 3 | 1 |  |  | BL620C G7 | x86 Tier 3 | x86 |  | RHEL 5.9 | 2 |  | 16 |  | 128 | [14 empty] | 202.2 | 600 | 808.8 |  | 808.8 |  |  | No | 0 |  | 0 |  |  | 202.2 | 30.33 | [10 empty] | Websphere 8.5, IHS, Safenet, Oracle Client |  | 0 | 1 | 0 | 0 | 0 | 0 | 0 | 0 | 0 | 16 | 0 | 0 | 16 | 0 | 0 | 0 | 0 | 0 | 0 | 0 | 0 | 0 | 0 | 0 | 0 | 0 | 0 | 0 | 0 | 0 | 0 | 0 | 0 | 0 | 0 | 0 | 0 | 0 | 0 | 0 | 0 | 0 | 0 | 0 | 0 | 0 | 0 | 0 | 0 | 0 | 0 | 0 |  | 4102 | 1638 | 888.7 | 363.96 | 81.3855 | 1334.0455 | 5436.0455 | 2972.0455 | 888.7 | 2 | 16 | 128 | 0 | 0 | 0 | 0 | 608 | 0 | 0 | 93.6 | 0 | 187.1 | 0
PCR-AVATAR | [11 empty] | N | RDC |  |  | UAT | UAT |  |  |  | GR1 App Server | IBM WAS x86, CA APM, IBM HTTP x86 | AP | CBOL | AP-CBOL |  | No | [6 empty] | UAT-BLADE 4 | 1 |  |  | BL620C G7 | x86 Tier 3 | x86 |  | RHEL 5.9 | 2 |  | 16 |  | 128 | [14 empty] | 202.2 | 600 | 808.8 |  | 808.8 |  |  | No | 0 |  | 0 |  |  | 202.2 | 30.33 | [10 empty] | Websphere 8.5, IHS, Safenet, Oracle Client |  | 0 | 1 | 0 | 0 | 0 | 0 | 0 | 0 | 0 | 16 | 0 | 0 | 16 | 0 | 0 | 0 | 0 | 0 | 0 | 0 | 0 | 0 | 0 | 0 | 0 | 0 | 0 | 0 | 0 | 0 | 0 | 0 | 0 | 0 | 0 | 0 | 0 | 0 | 0 | 0 | 0 | 0 | 0 | 0 | 0 | 0 | 0 | 0 | 0 | 0 | 0 | 0 |  |  |  | 888.7 | 363.96 | 81.3855 | 1334.0455 | 1334.0455 | 1334.0455 | 888.7 | 2 | 16 | 128 | 0 | 0 | 0 | 0 | 608 | 0 | 0 | 93.6 | 0 | 187.1 | 0
PCR-AVATAR | [11 empty] | N | FDC |  |  | UAT2 | UAT |  |  |  | GR2 App Server | IBM WAS x86, CA APM, IBM HTTP x86 | AP | CBOL | AP-CBOL |  | No | [6 empty] | UAT-BLADE 5 | 1 |  |  | BL620C G7 | x86 Tier 3 | x86 |  | RHEL 5.9 | 2 |  | 16 |  | 128 | [14 empty] | 202.2 | 600 | 808.8 |  | 808.8 |  |  | No | 0 |  | 0 |  |  | 202.2 | 30.33 | [10 empty] | Websphere 8.5, IHS, Safenet, Oracle Client |  | 0 | 1 | 0 | 0 | 0 | 0 | 0 | 0 | 0 | 16 | 0 | 0 | 16 | 0 | 0 | 0 | 0 | 0 | 0 | 0 | 0 | 0 | 0 | 0 | 0 | 0 | 0 | 0 | 0 | 0 | 0 | 0 | 0 | 0 | 0 | 0 | 0 | 0 | 0 | 0 | 0 | 0 | 0 | 0 | 0 | 0 | 0 | 0 | 0 | 0 | 0 | 0 |  | 4102 | 1638 | 888.7 | 363.96 | 81.3855 | 1334.0455 | 5436.0455 | 2972.0455 | 888.7 | 2 | 16 | 128 | 0 | 0 | 0 | 0 | 608 | 0 | 0 | 93.6 | 0 | 187.1 | 0
PCR-AVATAR | [11 empty] | N | RDC |  |  | UAT | UAT |  |  |  | GR2 App Server | IBM WAS x86, CA APM, IBM HTTP x86 | AP | CBOL | AP-CBOL |  | No | [6 empty] | UAT-BLADE 6 | 1 |  |  | BL620C G7 | x86 Tier 3 | x86 |  | RHEL 5.9 | 2 |  | 16 |  | 128 | [14 empty] | 202.2 | 600 | 808.8 |  | 808.8 |  |  | No | 0 |  | 0 |  |  | 202.2 | 30.33 | [10 empty] | Websphere 8.5, IHS, Safenet, Oracle Client |  | 0 | 1 | 0 | 0 | 0 | 0 | 0 | 0 | 0 | 16 | 0 | 0 | 16 | 0 | 0 | 0 | 0 | 0 | 0 | 0 | 0 | 0 | 0 | 0 | 0 | 0 | 0 | 0 | 0 | 0 | 0 | 0 | 0 | 0 | 0 | 0 | 0 | 0 | 0 | 0 | 0 | 0 | 0 | 0 | 0 | 0 | 0 | 0 | 0 | 0 | 0 | 0 |  |  |  | 888.7 | 363.96 | 81.3855 | 1334.0455 | 1334.0455 | 1334.0455 | 888.7 | 2 | 16 | 128 | 0 | 0 | 0 | 0 | 608 | 0 | 0 | 93.6 | 0 | 187.1 | 0
PCR-AVATAR | [11 empty] | N | FDC |  |  | UAT2 | UAT |  |  |  | GR3 App Server | IBM WAS x86, CA APM, IBM HTTP x86 | AP | CBOL | AP-CBOL |  | No | [6 empty] | UAT-BLADE 7 | 1 |  |  | BL620C G7 | x86 Tier 3 | x86 |  | RHEL 5.9 | 2 |  | 16 |  | 128 | [14 empty] | 202.2 | 600 | 808.8 |  | 808.8 |  |  | No | 0 |  | 0 |  |  | 202.2 | 30.33 | [10 empty] | Websphere 8.5, IHS, Safenet, Oracle Client |  | 0 | 1 | 0 | 0 | 0 | 0 | 0 | 0 | 0 | 16 | 0 | 0 | 16 | 0 | 0 | 0 | 0 | 0 | 0 | 0 | 0 | 0 | 0 | 0 | 0 | 0 | 0 | 0 | 0 | 0 | 0 | 0 | 0 | 0 | 0 | 0 | 0 | 0 | 0 | 0 | 0 | 0 | 0 | 0 | 0 | 0 | 0 | 0 | 0 | 0 | 0 | 0 |  | 4102 | 1638 | 888.7 | 363.96 | 81.3855 | 1334.0455 | 5436.0455 | 2972.0455 | 888.7 | 2 | 16 | 128 | 0 | 0 | 0 | 0 | 608 | 0 | 0 | 93.6 | 0 | 187.1 | 0
PCR-AVATAR | [11 empty] | N | RDC |  |  | UAT | UAT |  |  |  | GR3 App Server | IBM WAS x86, CA APM, IBM HTTP x86 | AP | CBOL | AP-CBOL |  | No | [6 empty] | UAT-BLADE 8 | 1 |  |  | BL620C G7 | x86 Tier 3 | x86 |  | RHEL 5.9 | 2 |  | 16 |  | 128 | [14 empty] | 202.2 | 600 | 808.8 |  | 808.8 |  |  | No | 0 |  | 0 |  |  | 202.2 | 30.33 | [10 empty] | Websphere 8.5, IHS, Safenet, Oracle Client |  | 0 | 1 | 0 | 0 | 0 | 0 | 0 | 0 | 0 | 16 | 0 | 0 | 16 | 0 | 0 | 0 | 0 | 0 | 0 | 0 | 0 | 0 | 0 | 0 | 0 | 0 | 0 | 0 | 0 | 0 | 0 | 0 | 0 | 0 | 0 | 0 | 0 | 0 | 0 | 0 | 0 | 0 | 0 | 0 | 0 | 0 | 0 | 0 | 0 | 0 | 0 | 0 |  | 0 | 0 | 888.7 | 363.96 | 81.3855 | 1334.0455 | 1334.0455 | 1334.0455 | 888.7 | 2 | 16 | 128 | 0 | 0 | 0 | 0 | 608 | 0 | 0 | 93.6 | 0 | 187.1 | 0
PCR-AVATAR | [11 empty] | N | RDC |  |  | UAT2 | UAT |  |  |  | DB Server Cluster1 | Oracle RAC x86 | DB | CBOL | DB-CBOL |  | No | [6 empty] | UAT-BLADE 9 | 1 |  |  | BL620C G7 | x86 Tier 3 | x86 |  | RHEL 5.9 | 2 |  | 16 |  | 128 | [14 empty] | 202.2 | 1650 | 1853.5 |  | 1853.5 | 1500 |  | No | 0 |  | 0 |  |  | 838.375 | 125.7562 | [12 empty] | 0 | 0 | 0 | 0 | 0 | 0 | 0 | 0 | 0 | 0 | 0 | 0 | 0 | 0 | 0 | 0 | 0 | 0 | 0 | 0 | 0 | 0 | 0 | 0 | 0 | 0 | 0 | 0 | 0 | 0 | 0 | 0 | 0 | 0 | 0 | 0 | 16 | 0 | 0 | 0 | 0 | 0 | 0 | 0 | 0 | 0 | 0 | 0 | 0 | 0 | 0 | 0 |  | 718.61 | 125.8267 | 888.7 | 2350.575 | 337.4459 | 3576.7209 | 4295.3309 | 3702.5476 | 888.7 | 2 | 16 | 128 | 0 | 0 | 0 | 0 | 608 | 0 | 0 | 93.6 | 0 | 187.1 | 0
PCR-AVATAR | [11 empty] | N | RDC |  |  | UAT2 | UAT |  |  |  | DB Server Cluster1 | Oracle RAC x86 | DB | CBOL | DB-CBOL |  | No | [6 empty] | UAT-BLADE 10 | 1 |  |  | BL620C G7 | x86 Tier 3 | x86 |  | RHEL 5.9 | 2 |  | 16 |  | 128 | [14 empty] | 202.2 | 150 | 370.7 |  | 370.7 |  |  | No | 0 |  | 0 |  |  | 92.675 | 13.9013 | [12 empty] | 0 | 0 | 0 | 0 | 0 | 0 | 0 | 0 | 0 | 0 | 0 | 0 | 0 | 0 | 0 | 0 | 0 | 0 | 0 | 0 | 0 | 0 | 0 | 0 | 0 | 0 | 0 | 0 | 0 | 0 | 0 | 0 | 0 | 0 | 0 | 0 | 16 | 0 | 0 | 0 | 0 | 0 | 0 | 0 | 0 | 0 | 0 | 0 | 0 | 0 | 0 | 0 |  | 718.61 | 125.8267 | 888.7 | 166.815 | 37.3017 | 1092.8167 | 1811.4267 | 1218.6434 | 888.7 | 2 | 16 | 128 | 0 | 0 | 0 | 0 | 608 | 0 | 0 | 93.6 | 0 | 187.1 | 0
PCR-AVATAR | [11 empty] | N | FDC |  |  | UAT2 | UAT |  |  |  | Data Guard Cluster1 | Oracle RAC x86 | DB | CBOL | DB-CBOL |  | No | [6 empty] | UAT-BLADE 11 | 1 |  |  | BL620C G7 | x86 Tier 3 | x86 |  | RHEL 5.9 | 2 |  | 16 |  | 128 | [14 empty] | 202.2 | 1650 | 1853.5 |  | 1853.5 | 1500 |  | No | 0 |  | 0 |  |  | 838.375 | 125.7562 | [12 empty] | 0 | 0 | 0 | 0 | 0 | 0 | 0 | 0 | 0 | 0 | 0 | 0 | 0 | 0 | 0 | 0 | 0 | 0 | 0 | 0 | 0 | 0 | 0 | 0 | 0 | 0 | 0 | 0 | 0 | 0 | 0 | 0 | 0 | 0 | 0 | 0 | 16 | 0 | 0 | 0 | 0 | 0 | 0 | 0 | 0 | 0 | 0 | 0 | 0 | 0 | 0 | 0 |  | 718.61 | 125.8267 | 888.7 | 2350.575 | 337.4459 | 3576.7209 | 4295.3309 | 3702.5476 | 888.7 | 2 | 16 | 128 | 0 | 0 | 0 | 0 | 608 | 0 | 0 | 93.6 | 0 | 187.1 | 0
PCR-AVATAR | [11 empty] | N | FDC |  |  | UAT2 | UAT |  |  |  | Data Guard Cluster1 | Oracle RAC x86 | DB | CBOL | DB-CBOL |  | No | [6 empty] | UAT-BLADE 12 | 1 |  |  | BL620C G7 | x86 Tier 3 | x86 |  | RHEL 5.9 | 2 |  | 16 |  | 128 | [14 empty] | 202.2 | 150 | 370.7 |  | 370.7 |  |  | No | 0 |  | 0 |  |  | 92.675 | 13.9013 | [12 empty] | 0 | 0 | 0 | 0 | 0 | 0 | 0 | 0 | 0 | 0 | 0 | 0 | 0 | 0 | 0 | 0 | 0 | 0 | 0 | 0 | 0 | 0 | 0 | 0 | 0 | 0 | 0 | 0 | 0 | 0 | 0 | 0 | 0 | 0 | 0 | 0 | 16 | 0 | 0 | 0 | 0 | 0 | 0 | 0 | 0 | 0 | 0 | 0 | 0 | 0 | 0 | 0 |  | 718.61 | 125.8267 | 888.7 | 166.815 | 37.3017 | 1092.8167 | 1811.4267 | 1218.6434 | 888.7 | 2 | 16 | 128 | 0 | 0 | 0 | 0 | 608 | 0 | 0 | 93.6 | 0 | 187.1 | 0
PCR-AVATAR | [11 empty] | N | RDC |  |  | UAT2 | UAT |  |  |  | DB Server Cluster2 | Oracle RAC x86 | DB | CBOL | DB-CBOL |  | No | [6 empty] | UAT-BLADE 13 | 1 |  |  | BL620C G7 | x86 Tier 3 | x86 |  | RHEL 5.9 | 2 |  | 16 |  | 128 | [14 empty] | 202.2 | 1650 | 1853.5 |  | 1853.5 | 1500 |  | No | 0 |  | 0 |  |  | 838.375 | 125.7562 | [12 empty] | 0 | 0 | 0 | 0 | 0 | 0 | 0 | 0 | 0 | 0 | 0 | 0 | 0 | 0 | 0 | 0 | 0 | 0 | 0 | 0 | 0 | 0 | 0 | 0 | 0 | 0 | 0 | 0 | 0 | 0 | 0 | 0 | 0 | 0 | 0 | 0 | 16 | 0 | 0 | 0 | 0 | 0 | 0 | 0 | 0 | 0 | 0 | 0 | 0 | 0 | 0 | 0 |  | 718.61 | 125.8267 | 888.7 | 2350.575 | 337.4459 | 3576.7209 | 4295.3309 | 3702.5476 | 888.7 | 2 | 16 | 128 | 0 | 0 | 0 | 0 | 608 | 0 | 0 | 93.6 | 0 | 187.1 | 0
PCR-AVATAR | [11 empty] | N | RDC |  |  | UAT2 | UAT |  |  |  | DB Server Cluster2 | Oracle RAC x86 | DB | CBOL | DB-CBOL |  | No | [6 empty] | UAT-BLADE 14 | 1 |  |  | BL620C G7 | x86 Tier 3 | x86 |  | RHEL 5.9 | 2 |  | 16 |  | 128 | [14 empty] | 202.2 | 150 | 370.7 |  | 370.7 |  |  | No | 0 |  | 0 |  |  | 92.675 | 13.9013 | [12 empty] | 0 | 0 | 0 | 0 | 0 | 0 | 0 | 0 | 0 | 0 | 0 | 0 | 0 | 0 | 0 | 0 | 0 | 0 | 0 | 0 | 0 | 0 | 0 | 0 | 0 | 0 | 0 | 0 | 0 | 0 | 0 | 0 | 0 | 0 | 0 | 0 | 16 | 0 | 0 | 0 | 0 | 0 | 0 | 0 | 0 | 0 | 0 | 0 | 0 | 0 | 0 | 0 |  | 718.61 | 125.8267 | 888.7 | 166.815 | 37.3017 | 1092.8167 | 1811.4267 | 1218.6434 | 888.7 | 2 | 16 | 128 | 0 | 0 | 0 | 0 | 608 | 0 | 0 | 93.6 | 0 | 187.1 | 0
PCR-AVATAR | [11 empty] | N | FDC |  |  | UAT2 | UAT |  |  |  | Data Guard Cluster2 | Oracle RAC x86 | DB | CBOL | DB-CBOL |  | No | [6 empty] | UAT-BLADE 15 | 1 |  |  | BL620C G7 | x86 Tier 3 | x86 |  | RHEL 5.9 | 2 |  | 16 |  | 128 | [14 empty] | 202.2 | 1650 | 1853.5 |  | 1853.5 | 1500 |  | No | 0 |  | 0 |  |  | 838.375 | 125.7562 | [12 empty] | 0 | 0 | 0 | 0 | 0 | 0 | 0 | 0 | 0 | 0 | 0 | 0 | 0 | 0 | 0 | 0 | 0 | 0 | 0 | 0 | 0 | 0 | 0 | 0 | 0 | 0 | 0 | 0 | 0 | 0 | 0 | 0 | 0 | 0 | 0 | 0 | 16 | 0 | 0 | 0 | 0 | 0 | 0 | 0 | 0 | 0 | 0 | 0 | 0 | 0 | 0 | 0 |  | 718.61 | 125.8267 | 888.7 | 2350.575 | 337.4459 | 3576.7209 | 4295.3309 | 3702.5476 | 888.7 | 2 | 16 | 128 | 0 | 0 | 0 | 0 | 608 | 0 | 0 | 93.6 | 0 | 187.1 | 0
PCR-AVATAR | [11 empty] | N | FDC |  |  | UAT2 | UAT |  |  |  | Data Guard Cluster2 | Oracle RAC x86 | DB | CBOL | DB-CBOL |  | No | [6 empty] | UAT-BLADE 16 | 1 |  |  | BL620C G7 | x86 Tier 3 | x86 |  | RHEL 5.9 | 2 |  | 16 |  | 128 | [14 empty] | 202.2 | 150 | 370.7 |  | 370.7 |  |  | No | 0 |  | 0 |  |  | 92.675 | 13.9013 | [12 empty] | 0 | 0 | 0 | 0 | 0 | 0 | 0 | 0 | 0 | 0 | 0 | 0 | 0 | 0 | 0 | 0 | 0 | 0 | 0 | 0 | 0 | 0 | 0 | 0 | 0 | 0 | 0 | 0 | 0 | 0 | 0 | 0 | 0 | 0 | 0 | 0 | 16 | 0 | 0 | 0 | 0 | 0 | 0 | 0 | 0 | 0 | 0 | 0 | 0 | 0 | 0 | 0 |  | 718.61 | 125.8267 | 888.7 | 166.815 | 37.3017 | 1092.8167 | 1811.4267 | 1218.6434 | 888.7 | 2 | 16 | 128 | 0 | 0 | 0 | 0 | 608 | 0 | 0 | 93.6 | 0 | 187.1 | 0
PCR-AVATAR | [11 empty] | N | RDC |  |  | UAT2 | UAT |  |  |  | CitiAlert Server | java, MQ7, NDM | AP | CBOL | AP-CBOL |  | No | [6 empty] | UAT-New LPAR 1 | 1 |  |  | IBM p7 p795 | IBM P-Series Tier 2 | pSeries |  | AIX 6.1 |  |  | 1 |  | 32 | [14 empty] | 0 | 600 | 606.6 |  | 606.6 | 500 |  | No | 0 |  | 0 |  |  | 276.65 | 41.4975 | [10 empty] | CPU/memory sharing with COB |  | 0 | 0 | 0 | 0 | 0 | 0 | 0 | 0 | 0 | 0 | 0 | 0 | 0 | 0 | 0 | 0 | 0 | 0 | 0 | 0 | 0 | 0 | 0 | 0 | 0 | 0 | 0 | 0 | 0 | 0 | 0 | 0 | 0 | 0 | 0 | 0 | 0 | 0 | 0 | 0 | 0 | 0 | 0 | 0 | 0 | 0 | 0 | 0 | 0 | 0 | 0 | 0 |  | 0 | 0 | 187.1 | 778.47 | 111.3516 | 1076.9216 | 1076.9216 | 1076.9216 | 187.1 | 0 | 1 | 32 | 0 | 0 | 0 | 0 | 0 | 0 | 0 | 0 | 0 | 187.1 | 0
PCR-AVATAR | [11 empty] | N | RDC |  |  | UAT2 | UAT |  |  |  | CitiAlert Server | java, MQ7, NDM | AP | CBOL | AP-CBOL |  | No | [6 empty] | UAT-New LPAR 2 | 1 |  |  | IBM p7 p795 | IBM P-Series Tier 2 | pSeries |  | AIX 6.1 |  |  | 1 |  | 32 | [14 empty] | 0 | 100 | 101.1 |  | 101.1 |  |  | No | 0 |  | 0 |  |  | 25.275 | 3.7913 | [10 empty] | CPU/memory sharing with COB |  | 0 | 0 | 0 | 0 | 0 | 0 | 0 | 0 | 0 | 0 | 0 | 0 | 0 | 0 | 0 | 0 | 0 | 0 | 0 | 0 | 0 | 0 | 0 | 0 | 0 | 0 | 0 | 0 | 0 | 0 | 0 | 0 | 0 | 0 | 0 | 0 | 0 | 0 | 0 | 0 | 0 | 0 | 0 | 0 | 0 | 0 | 0 | 0 | 0 | 0 | 0 | 0 |  | 0 | 0 | 187.1 | 45.495 | 10.1732 | 242.7682 | 242.7682 | 242.7682 | 187.1 | 0 | 1 | 32 | 0 | 0 | 0 | 0 | 0 | 0 | 0 | 0 | 0 | 187.1 | 0
PCR-AVATAR | [11 empty] | N | RDC |  |  | UAT2 | UAT |  |  |  | ESTMT | Websphere7, NDM, ODWEK, MQ, IHS | AP | CBOL | AP-CBOL |  | Yes - Outside this BoM |  |  |  | a |  |  | rdcgcgestaa01u | 1 |  |  | IBM p7 p795 | IBM P-Series Tier 2 | pSeries |  | AIX 6.1 |  |  | 1 |  | 16 | [14 empty] | 0 | 60 | 67.4 |  | 67.4 |  |  | No | 0 |  | 0 |  |  | 16.85 | 2.5275 | [10 empty] | CPU/memory sharing with COB |  | 0 | 0 | 0 | 0 | 0 | 0 | 0 | 0 | 0 | 0 | 0 | 0 | 0 | 0 | 0 | 0 | 0 | 0 | 0 | 0 | 0 | 0 | 0 | 0 | 0 | 0 | 0 | 0 | 0 | 0 | 0 | 0 | 0 | 0 | 0 | 0 | 0 | 0 | 0 | 0 | 0 | 0 | 0 | 0 | 0 | 0 | 0 | 0 | 0 | 0 | 0 | 0 |  | 0 | 0 | 0 | 30.33 | 6.7821 | 37.1121 | 37.1121 | 37.1121 | 0 | 0 | 1 | 16 | 0 | 0 | 0 | 0 | 0 | 0 | 0 | 0 | 0 | 0 | 0
PCR-AVATAR | [11 empty] | N | HKDC |  |  | SIT/DIT | SIT |  |  |  | Web Server | IBM HTTP Server, WAS Plugin | WW | CBOL | WW-CBOL |  | No | [6 empty] | SIT-BLADE 1 | 1 |  |  | BL620C G7 | x86 Tier 3 | x86 |  | RHEL 5.9 | 2 |  | 16 |  | 128 | [14 empty] | 202.2 | 700 | 909.9 |  | 909.9 |  |  | No | 0 |  | 0 |  |  | 227.475 | 34.1213 | [12 empty] | 0 | 0 | 0 | 0 | 0 | 0 | 0 | 0 | 0 | 0 | 0 | 0 | 0 | 0 | 0 | 0 | 0 | 0 | 0 | 0 | 0 | 0 | 0 | 0 | 0 | 0 | 0 | 0 | 0 | 0 | 0 | 0 | 0 | 0 | 0 | 0 | 0 | 0 | 0 | 0 | 0 | 0 | 0 | 0 | 0 | 0 | 0 | 0 | 0 | 0 | 0 | 0 |  | 0 | 0 | 888.7 | 409.455 | 91.5587 | 1389.7137 | 1389.7137 | 1389.7137 | 888.7 | 2 | 16 | 128 | 0 | 0 | 0 | 0 | 608 | 0 | 0 | 93.6 | 0 | 187.1 | 0
PCR-AVATAR | [11 empty] | N | HKDC |  |  | SIT | SIT |  |  |  | GR1 App Server | IBM WAS x86, CA APM, IBM HTTP x86 | AP | CBOL | AP-CBOL |  | No | [6 empty] | SIT-BLADE 2 | 1 |  |  | BL620C G7 | x86 Tier 3 | x86 |  | RHEL 5.9 | 2 |  | 16 |  | 128 | [14 empty] | 202.2 | 600 | 808.8 |  | 808.8 |  |  | No | 0 |  | 0 |  |  | 202.2 | 30.33 | [12 empty] | 0 | 1 | 0 | 0 | 0 | 0 | 0 | 0 | 0 | 16 | 0 | 0 | 16 | 0 | 0 | 0 | 0 | 0 | 0 | 0 | 0 | 0 | 0 | 0 | 0 | 0 | 0 | 0 | 0 | 0 | 0 | 0 | 0 | 0 | 0 | 0 | 0 | 0 | 0 | 0 | 0 | 0 | 0 | 0 | 0 | 0 | 0 | 0 | 0 | 0 | 0 | 0 |  |  |  | 888.7 | 363.96 | 81.3855 | 1334.0455 | 1334.0455 | 1334.0455 | 888.7 | 2 | 16 | 128 | 0 | 0 | 0 | 0 | 608 | 0 | 0 | 93.6 | 0 | 187.1 | 0
PCR-AVATAR | [11 empty] | N | HKDC |  |  | SIT | SIT |  |  |  | GR2 App Server | IBM WAS x86, CA APM, IBM HTTP x86 | AP | CBOL | AP-CBOL |  | No | [6 empty] | SIT-BLADE 3 | 1 |  |  | BL620C G7 | x86 Tier 3 | x86 |  | RHEL 5.9 | 2 |  | 16 |  | 128 | [14 empty] | 202.2 | 600 | 808.8 |  | 808.8 |  |  | No | 0 |  | 0 |  |  | 202.2 | 30.33 | [12 empty] | 0 | 1 | 0 | 0 | 0 | 0 | 0 | 0 | 0 | 16 | 0 | 0 | 16 | 0 | 0 | 0 | 0 | 0 | 0 | 0 | 0 | 0 | 0 | 0 | 0 | 0 | 0 | 0 | 0 | 0 | 0 | 0 | 0 | 0 | 0 | 0 | 0 | 0 | 0 | 0 | 0 | 0 | 0 | 0 | 0 | 0 | 0 | 0 | 0 | 0 | 0 | 0 |  |  |  | 888.7 | 363.96 | 81.3855 | 1334.0455 | 1334.0455 | 1334.0455 | 888.7 | 2 | 16 | 128 | 0 | 0 | 0 | 0 | 608 | 0 | 0 | 93.6 | 0 | 187.1 | 0
PCR-AVATAR | [11 empty] | N | HKDC |  |  | DIT | DIT |  |  |  | GR1 App Server | IBM WAS x86, CA APM, IBM HTTP x86 | AP | CBOL | AP-CBOL |  | No | [6 empty] | SIT-BLADE 4 | 1 |  |  | BL620C G7 | x86 Tier 3 | x86 |  | RHEL 5.9 | 2 |  | 16 |  | 128 | [14 empty] | 202.2 | 800 | 1011 |  | 1011 |  |  | No | 0 |  | 0 |  |  | 252.75 | 37.9125 | [12 empty] | 0 | 1 | 0 | 0 | 0 | 0 | 0 | 0 | 0 | 16 | 0 | 0 | 16 | 0 | 0 | 0 | 0 | 0 | 0 | 0 | 0 | 0 | 0 | 0 | 0 | 0 | 0 | 0 | 0 | 0 | 0 | 0 | 0 | 0 | 0 | 0 | 0 | 0 | 0 | 0 | 0 | 0 | 0 | 0 | 0 | 0 | 0 | 0 | 0 | 0 | 0 | 0 |  | 0 | 0 | 888.7 | 454.95 | 101.7319 | 1445.3819 | 1445.3819 | 1445.3819 | 888.7 | 2 | 16 | 128 | 0 | 0 | 0 | 0 | 608 | 0 | 0 | 93.6 | 0 | 187.1 | 0
PCR-AVATAR | [11 empty] | N | HKDC |  |  | DIT | DIT |  |  |  | GR2 App Server | IBM WAS x86, CA APM, IBM HTTP x86 | AP | CBOL | AP-CBOL |  | No | [6 empty] | SIT-BLADE 5 | 1 |  |  | BL620C G7 | x86 Tier 3 | x86 |  | RHEL 5.9 | 2 |  | 16 |  | 128 | [14 empty] | 202.2 | 800 | 1011 |  | 1011 |  |  | No | 0 |  | 0 |  |  | 252.75 | 37.9125 | [12 empty] | 0 | 1 | 0 | 0 | 0 | 0 | 0 | 0 | 0 | 16 | 0 | 0 | 16 | 0 | 0 | 0 | 0 | 0 | 0 | 0 | 0 | 0 | 0 | 0 | 0 | 0 | 0 | 0 | 0 | 0 | 0 | 0 | 0 | 0 | 0 | 0 | 0 | 0 | 0 | 0 | 0 | 0 | 0 | 0 | 0 | 0 | 0 | 0 | 0 | 0 | 0 | 0 |  | 0 | 0 | 888.7 | 454.95 | 101.7319 | 1445.3819 | 1445.3819 | 1445.3819 | 888.7 | 2 | 16 | 128 | 0 | 0 | 0 | 0 | 608 | 0 | 0 | 93.6 | 0 | 187.1 | 0
PCR-AVATAR | [11 empty] | N | HKDC |  |  | SIT | SIT |  |  |  | DB Server | Oracle 11G, AWR | DB | CBOL | DB-CBOL |  | No | [6 empty] | SIT-BLADE 6 | 1 |  |  | BL620C G7 | x86 Tier 3 | x86 |  | RHEL 5.9 | 2 |  | 16 |  | 128 | [14 empty] | 202.2 | 1500 | 1718.7 |  | 1718.7 |  |  | No | 0 |  | 0 |  |  | 429.675 | 64.4513 | [12 empty] | 0 | 0 | 0 | 0 | 0 | 0 | 0 | 0 | 0 | 0 | 0 | 0 | 0 | 0 | 0 | 0 | 0 | 0 | 0 | 0 | 0 | 0 | 0 | 0 | 0 | 0 | 0 | 0 | 0 | 0 | 0 | 0 | 0 | 0 | 0 | 0 | 0 | 0 | 0 | 0 | 0 | 0 | 0 | 0 | 0 | 0 | 0 | 0 | 0 | 0 | 0 | 0 |  |  |  | 888.7 | 773.415 | 172.9442 | 1835.0592 | 1835.0592 | 1835.0592 | 888.7 | 2 | 16 | 128 | 0 | 0 | 0 | 0 | 608 | 0 | 0 | 93.6 | 0 | 187.1 | 0
PCR-AVATAR | [11 empty] | N | HKDC |  |  | SIT | SIT |  |  |  | CitiAlert Server | java, MQ7, NDM | DB | CBOL | DB-CBOL |  | No | [6 empty] | SIT-New LPAR 1 | 1 |  |  | IBM p7 p795 | IBM P-Series Tier 2 | pSeries |  | AIX 6.1 | 1 |  | 1 |  | 32 | [14 empty] | 0 | 600 | 606.6 |  | 606.6 |  |  | No | 0 |  | 0 |  |  | 151.65 | 22.7475 | [12 empty] | 0 | 0 | 0 | 0 | 0 | 0 | 0 | 0 | 0 | 0 | 0 | 0 | 0 | 0 | 0 | 0 | 0 | 0 | 0 | 0 | 0 | 0 | 0 | 0 | 0 | 0 | 0 | 0 | 0 | 0 | 0 | 0 | 0 | 0 | 0 | 0 | 0 | 0 | 0 | 0 | 0 | 0 | 0 | 0 | 0 | 0 | 0 | 0 | 0 | 0 | 0 | 0 |  |  |  | 1160.1 | 272.97 | 61.0391 | 1494.1091 | 1494.1091 | 1494.1091 | 1160.1 | 1 | 1 | 32 | 0 | 0 | 0 | 0 | 829 | 0 | 0 | 144 | 0 | 187.1 | 0
PCR-AVATAR | [11 empty] | N | HKDC |  |  | SIT/DIT | SIT |  |  |  | ESTMT | Websphere7, NDM, ODWEK, MQ, IHS | DB | CBOL | DB-CBOL |  | No | [6 empty] | rndodws | 1 |  |  | IBM p7 p795 | IBM P-Series Tier 2 | pSeries |  | AIX 6.1 | 1 |  | 2 |  | 32 | [14 empty] | 0 | 600 | 606.6 |  | 606.6 |  |  | No | 0 |  | 0 |  |  | 151.65 | 22.7475 | [10 empty] | Websphere7, NDM, ODWEK, MQ, IHS |  | 0 | 0 | 0 | 0 | 0 | 0 | 0 | 0 | 0 | 0 | 0 | 0 | 0 | 0 | 0 | 0 | 0 | 0 | 0 | 0 | 0 | 0 | 0 | 0 | 0 | 0 | 0 | 0 | 0 | 0 | 0 | 0 | 0 | 0 | 0 | 0 | 0 | 0 | 0 | 0 | 0 | 0 | 0 | 0 | 0 | 0 | 0 | 0 | 0 | 0 | 0 | 0 |  | 512.75 | 204.75 | 1160.1 | 272.97 | 61.0391 | 1494.1091 | 2006.8591 | 1698.8591 | 1160.1 | 1 | 2 | 32 | 0 | 0 | 0 | 0 | 829 | 0 | 0 | 144 | 0 | 187.1 | 0
PCR-AVATAR | [11 empty] | N | FDC |  |  | PROD | PROD |  |  |  | HSM |  |  | CBOL | -CBOL |  | No | [7 empty] | 0 | [26 empty] | 0 |  | 0 |  | 0 |  |  |  | 0 |  | 0 |  |  | 0 | 0 | [12 empty] | 0 | 0 | 0 | 0 | 0 | 0 | 0 | 0 | 0 | 0 | 0 | 0 | 0 | 0 | 0 | 0 | 0 | 0 | 0 | 0 | 0 | 0 | 0 | 0 | 0 | 0 | 0 | 0 | 0 | 0 | 0 | 0 | 0 | 0 | 0 | 0 | 0 | 0 | 0 | 0 | 0 | 0 | 0 | 0 | 0 | 0 | 0 | 0 | 0 | 0 | 0 | 0 |  |  |  | 0 | 0 | 0 | 0 | 0 | 0 | 0 | 0 | 0 | 0 | 0 | 0 | 0 | 0 | 0 | 0 | 0 | 0 | 0 | 0 | 0
PCR-AVATAR | [11 empty] | N | FDC |  |  | PROD | PROD |  |  |  | HSM |  |  | CBOL | -CBOL |  | No | [7 empty] | 0 | [26 empty] | 0 |  | 0 |  | 0 |  |  |  | 0 |  | 0 |  |  | 0 | 0 | [12 empty] | 0 | 0 | 0 | 0 | 0 | 0 | 0 | 0 | 0 | 0 | 0 | 0 | 0 | 0 | 0 | 0 | 0 | 0 | 0 | 0 | 0 | 0 | 0 | 0 | 0 | 0 | 0 | 0 | 0 | 0 | 0 | 0 | 0 | 0 | 0 | 0 | 0 | 0 | 0 | 0 | 0 | 0 | 0 | 0 | 0 | 0 | 0 | 0 | 0 | 0 | 0 | 0 |  |  |  | 0 | 0 | 0 | 0 | 0 | 0 | 0 | 0 | 0 | 0 | 0 | 0 | 0 | 0 | 0 | 0 | 0 | 0 | 0 | 0 | 0
PCR-AVATAR | [11 empty] | N | RDC |  |  | PROD2 | PROD |  |  |  | HSM |  |  | CBOL | -CBOL |  | No | [7 empty] | 0 | [26 empty] | 0 |  | 0 |  | 0 |  |  |  | 0 |  | 0 |  |  | 0 | 0 | [12 empty] | 0 | 0 | 0 | 0 | 0 | 0 | 0 | 0 | 0 | 0 | 0 | 0 | 0 | 0 | 0 | 0 | 0 | 0 | 0 | 0 | 0 | 0 | 0 | 0 | 0 | 0 | 0 | 0 | 0 | 0 | 0 | 0 | 0 | 0 | 0 | 0 | 0 | 0 | 0 | 0 | 0 | 0 | 0 | 0 | 0 | 0 | 0 | 0 | 0 | 0 | 0 | 0 |  |  |  | 0 | 0 | 0 | 0 | 0 | 0 | 0 | 0 | 0 | 0 | 0 | 0 | 0 | 0 | 0 | 0 | 0 | 0 | 0 | 0 | 0
PCR-AVATAR | [11 empty] | N | RDC |  |  | PROD2 | PROD |  |  |  | HSM |  |  | CBOL | -CBOL |  | No | [7 empty] | 0 | [26 empty] | 0 |  | 0 |  | 0 |  |  |  | 0 |  | 0 |  |  | 0 | 0 | [12 empty] | 0 | 0 | 0 | 0 | 0 | 0 | 0 | 0 | 0 | 0 | 0 | 0 | 0 | 0 | 0 | 0 | 0 | 0 | 0 | 0 | 0 | 0 | 0 | 0 | 0 | 0 | 0 | 0 | 0 | 0 | 0 | 0 | 0 | 0 | 0 | 0 | 0 | 0 | 0 | 0 | 0 | 0 | 0 | 0 | 0 | 0 | 0 | 0 | 0 | 0 | 0 | 0 |  |  |  | 0 | 0 | 0 | 0 | 0 | 0 | 0 | 0 | 0 | 0 | 0 | 0 | 0 | 0 | 0 | 0 | 0 | 0 | 0 | 0 | 0
PCR-AVATAR | [11 empty] | N | RDC |  |  | UAT | UAT |  |  |  | HSM |  |  | CBOL | -CBOL |  | No | [7 empty] | 0 | [26 empty] | 0 |  | 0 |  | 0 |  |  |  | 0 |  | 0 |  |  | 0 | 0 | [12 empty] | 0 | 0 | 0 | 0 | 0 | 0 | 0 | 0 | 0 | 0 | 0 | 0 | 0 | 0 | 0 | 0 | 0 | 0 | 0 | 0 | 0 | 0 | 0 | 0 | 0 | 0 | 0 | 0 | 0 | 0 | 0 | 0 | 0 | 0 | 0 | 0 | 0 | 0 | 0 | 0 | 0 | 0 | 0 | 0 | 0 | 0 | 0 | 0 | 0 | 0 | 0 | 0 |  |  |  | 0 | 0 | 0 | 0 | 0 | 0 | 0 | 0 | 0 | 0 | 0 | 0 | 0 | 0 | 0 | 0 | 0 | 0 | 0 | 0 | 0
PCR-AVATAR | [11 empty] | N | RDC |  |  | UAT | UAT |  |  |  | HSM |  |  | CBOL | -CBOL |  | No | [7 empty] | 0 | [26 empty] | 0 |  | 0 |  | 0 |  |  |  | 0 |  | 0 |  |  | 0 | 0 | [12 empty] | 0 | 0 | 0 | 0 | 0 | 0 | 0 | 0 | 0 | 0 | 0 | 0 | 0 | 0 | 0 | 0 | 0 | 0 | 0 | 0 | 0 | 0 | 0 | 0 | 0 | 0 | 0 | 0 | 0 | 0 | 0 | 0 | 0 | 0 | 0 | 0 | 0 | 0 | 0 | 0 | 0 | 0 | 0 | 0 | 0 | 0 | 0 | 0 | 0 | 0 | 0 | 0 |  |  |  | 0 | 0 | 0 | 0 | 0 | 0 | 0 | 0 | 0 | 0 | 0 | 0 | 0 | 0 | 0 | 0 | 0 | 0 | 0 | 0 | 0
PCR-AVATAR | [11 empty] | N | HKDC |  |  | SIT | SIT |  |  |  | HSM |  |  | CBOL | -CBOL |  | No | [7 empty] | 0 | [26 empty] | 0 |  | 0 |  | 0 |  |  |  | 0 |  | 0 |  |  | 0 | 0 | [12 empty] | 0 | 0 | 0 | 0 | 0 | 0 | 0 | 0 | 0 | 0 | 0 | 0 | 0 | 0 | 0 | 0 | 0 | 0 | 0 | 0 | 0 | 0 | 0 | 0 | 0 | 0 | 0 | 0 | 0 | 0 | 0 | 0 | 0 | 0 | 0 | 0 | 0 | 0 | 0 | 0 | 0 | 0 | 0 | 0 | 0 | 0 | 0 | 0 | 0 | 0 | 0 | 0 |  |  |  | 0 | 0 | 0 | 0 | 0 | 0 | 0 | 0 | 0 | 0 | 0 | 0 | 0 | 0 | 0 | 0 | 0 | 0 | 0 | 0 | 0
PCR-AVATAR | [11 empty] | N | FDC |  |  | PROD | PROD |  |  |  | HSM |  |  | ESB | -ESB |  | No | [7 empty] | 0 | [26 empty] | 0 |  | 0 |  | 0 |  |  |  | 0 |  | 0 |  |  | 0 | 0 | [12 empty] | 0 | 0 | 0 | 0 | 0 | 0 | 0 | 0 | 0 | 0 | 0 | 0 | 0 | 0 | 0 | 0 | 0 | 0 | 0 | 0 | 0 | 0 | 0 | 0 | 0 | 0 | 0 | 0 | 0 | 0 | 0 | 0 | 0 | 0 | 0 | 0 | 0 | 0 | 0 | 0 | 0 | 0 | 0 | 0 | 0 | 0 | 0 | 0 | 0 | 0 | 0 | 0 |  |  |  | 0 | 0 | 0 | 0 | 0 | 0 | 0 | 0 | 0 | 0 | 0 | 0 | 0 | 0 | 0 | 0 | 0 | 0 | 0 | 0 | 0
PCR-AVATAR | [11 empty] | N | FDC |  |  | PROD | PROD |  |  |  | HSM |  |  | ESB | -ESB |  | No | [7 empty] | 0 | [26 empty] | 0 |  | 0 |  | 0 |  |  |  | 0 |  | 0 |  |  | 0 | 0 | [12 empty] | 0 | 0 | 0 | 0 | 0 | 0 | 0 | 0 | 0 | 0 | 0 | 0 | 0 | 0 | 0 | 0 | 0 | 0 | 0 | 0 | 0 | 0 | 0 | 0 | 0 | 0 | 0 | 0 | 0 | 0 | 0 | 0 | 0 | 0 | 0 | 0 | 0 | 0 | 0 | 0 | 0 | 0 | 0 | 0 | 0 | 0 | 0 | 0 | 0 | 0 | 0 | 0 |  |  |  | 0 | 0 | 0 | 0 | 0 | 0 | 0 | 0 | 0 | 0 | 0 | 0 | 0 | 0 | 0 | 0 | 0 | 0 | 0 | 0 | 0
PCR-AVATAR | [11 empty] | N | RDC |  |  | UAT | UAT |  |  |  | HSM |  |  | ESB | -ESB |  | No | [7 empty] | 0 | [26 empty] | 0 |  | 0 |  | 0 |  |  |  | 0 |  | 0 |  |  | 0 | 0 | [12 empty] | 0 | 0 | 0 | 0 | 0 | 0 | 0 | 0 | 0 | 0 | 0 | 0 | 0 | 0 | 0 | 0 | 0 | 0 | 0 | 0 | 0 | 0 | 0 | 0 | 0 | 0 | 0 | 0 | 0 | 0 | 0 | 0 | 0 | 0 | 0 | 0 | 0 | 0 | 0 | 0 | 0 | 0 | 0 | 0 | 0 | 0 | 0 | 0 | 0 | 0 | 0 | 0 |  |  |  | 0 | 0 | 0 | 0 | 0 | 0 | 0 | 0 | 0 | 0 | 0 | 0 | 0 | 0 | 0 | 0 | 0 | 0 | 0 | 0 | 0
PCR-AVATAR | [11 empty] | N | RDC |  |  | UAT | UAT |  |  |  | HSM |  |  | ESB | -ESB |  | No | [7 empty] | 0 | [26 empty] | 0 |  | 0 |  | 0 |  |  |  | 0 |  | 0 |  |  | 0 | 0 | [12 empty] | 0 | 0 | 0 | 0 | 0 | 0 | 0 | 0 | 0 | 0 | 0 | 0 | 0 | 0 | 0 | 0 | 0 | 0 | 0 | 0 | 0 | 0 | 0 | 0 | 0 | 0 | 0 | 0 | 0 | 0 | 0 | 0 | 0 | 0 | 0 | 0 | 0 | 0 | 0 | 0 | 0 | 0 | 0 | 0 | 0 | 0 | 0 | 0 | 0 | 0 | 0 | 0 |  |  |  | 0 | 0 | 0 | 0 | 0 | 0 | 0 | 0 | 0 | 0 | 0 | 0 | 0 | 0 | 0 | 0 | 0 | 0 | 0 | 0 | 0
[12 empty] | N | [22 empty] | 0 | [26 empty] | 0 |  | 0 |  | 0 |  |  |  | 0 |  | 0 |  |  | 0 | 0 | [12 empty] | 0 | 0 | 0 | 0 | 0 | 0 | 0 | 0 | 0 | 0 | 0 | 0 | 0 | 0 | 0 | 0 | 0 | 0 | 0 | 0 | 0 | 0 | 0 | 0 | 0 | 0 | 0 | 0 | 0 | 0 | 0 | 0 | 0 | 0 | 0 | 0 | 0 | 0 | 0 | 0 | 0 | 0 | 0 | 0 | 0 | 0 | 0 | 0 | 0 | 0 | 0 | 0 |  |  |  | 0 | 0 | 0 | 0 | 0 | 0 | 0 | 0 | 0 | 0 | 0 | 0 | 0 | 0 | 0 | 0 | 0 | 0 | 0 | 0 | 0
PCR-AVATAR | [11 empty] | N | RDC |  |  | COB | COB |  |  |  | CitiAlert Server | java, MQ7, NDM | AP | CBOL | AP-CBOL |  | No | [6 empty] | cob-New LPAR 1 | 1 |  |  | IBM p7 p795 | IBM P-Series Tier 2 | pSeries |  | AIX 6.1 | 1 |  | 1 | 16 | 48 | [14 empty] | 0 |  | 0 |  | 0 |  |  | Yes | 0 |  | 0 |  |  | 0 | 0 | [12 empty] | 0 | 0 | 0 | 0 | 0 | 0 | 0 | 0 | 0 | 0 | 0 | 0 | 0 | 0 | 0 | 0 | 0 | 0 | 0 | 0 | 0 | 0 | 0 | 0 | 0 | 0 | 0 | 0 | 0 | 0 | 0 | 0 | 0 | 0 | 0 | 0 | 0 | 0 | 0 | 0 | 0 | 0 | 0 | 0 | 0 | 0 | 0 | 0 | 0 | 0 | 0 | 0 |  |  |  | 1304.1 | 0 | 0 | 1304.1 | 1304.1 | 1304.1 | 1304.1 | 1 | 1 | 48 | 0 | 0 | 0 | 0 | 829 | 0 | 0 | 288 | 0 | 187.1 | 0
PCR-AVATAR | [11 empty] | N | RDC |  |  | COB | COB |  |  |  | CitiAlert Server | java, MQ7, NDM | AP | CBOL | AP-CBOL |  | No | [6 empty] | cob-New LPAR 2 | 1 |  |  | IBM p7 p795 | IBM P-Series Tier 2 | pSeries |  | AIX 6.1 | 1 |  | 1 | 16 | 48 | [14 empty] | 0 |  | 0 |  | 0 |  |  | Yes | 0 |  | 0 |  |  | 0 | 0 | [12 empty] | 0 | 0 | 0 | 0 | 0 | 0 | 0 | 0 | 0 | 0 | 0 | 0 | 0 | 0 | 0 | 0 | 0 | 0 | 0 | 0 | 0 | 0 | 0 | 0 | 0 | 0 | 0 | 0 | 0 | 0 | 0 | 0 | 0 | 0 | 0 | 0 | 0 | 0 | 0 | 0 | 0 | 0 | 0 | 0 | 0 | 0 | 0 | 0 | 0 | 0 | 0 | 0 |  |  |  | 1304.1 | 0 | 0 | 1304.1 | 1304.1 | 1304.1 | 1304.1 | 1 | 1 | 48 | 0 | 0 | 0 | 0 | 829 | 0 | 0 | 288 | 0 | 187.1 | 0
PCR-AVATAR | [11 empty] | N | RDC |  |  | COB | COB |  |  |  | ESTMT | Websphere7, NDM, ODWEK, MQ, IHS | AP | CBOL | AP-CBOL |  | Yes - Outside this BoM | [6 empty] | rdcgcgestaa01c | 1 |  |  | IBM p7 p795 | IBM P-Series Tier 2 | pSeries |  | AIX 6.1 | 1 |  | 2 | 16 | 16 | [14 empty] | 0 |  | 0 |  | 0 |  |  | Yes | 0 |  | 0 |  |  | 0 | 0 | [12 empty] | 0 | 0 | 0 | 0 | 0 | 0 | 0 | 0 | 0 | 0 | 0 | 0 | 0 | 0 | 0 | 0 | 0 | 0 | 0 | 0 | 0 | 0 | 0 | 0 | 0 | 0 | 0 | 0 | 0 | 0 | 0 | 0 | 0 | 0 | 0 | 0 | 0 | 0 | 0 | 0 | 0 | 0 | 0 | 0 | 0 | 0 | 0 | 0 | 0 | 0 | 0 | 0 |  |  |  | 829 | 0 | 0 | 829 | 829 | 829 | 829 | 1 | 2 | 16 | 0 | 0 | 0 | 0 | 829 | 0 | 0 | 0 | 0 | 0 | 0
PCR-AVATAR | [11 empty] | N | RDC |  |  | COB | COB |  |  |  | ESTMT | Websphere7, NDM, ODWEK, MQ, IHS | AP | CBOL | AP-CBOL |  | Yes - Outside this BoM | [6 empty] | rdcgcgestaa02c | 1 |  |  | IBM p7 p795 | IBM P-Series Tier 2 | pSeries |  | AIX 6.1 | 1 |  | 2 | 16 | 16 | [14 empty] | 0 |  | 0 |  | 0 |  |  | Yes | 0 |  | 0 |  |  | 0 | 0 | [12 empty] | 0 | 0 | 0 | 0 | 0 | 0 | 0 | 0 | 0 | 0 | 0 | 0 | 0 | 0 | 0 | 0 | 0 | 0 | 0 | 0 | 0 | 0 | 0 | 0 | 0 | 0 | 0 | 0 | 0 | 0 | 0 | 0 | 0 | 0 | 0 | 0 | 0 | 0 | 0 | 0 | 0 | 0 | 0 | 0 | 0 | 0 | 0 | 0 | 0 | 0 | 0 | 0 |  |  |  | 829 | 0 | 0 | 829 | 829 | 829 | 829 | 1 | 2 | 16 | 0 | 0 | 0 | 0 | 829 | 0 | 0 | 0 | 0 | 0 | 0
[12 empty] | N | [22 empty] | 0 | [26 empty] | 0 |  | 0 |  | 0 |  |  |  | 0 |  | 0 |  |  | 0 | 0 | [12 empty] | 0 | 0 | 0 | 0 | 0 | 0 | 0 | 0 | 0 | 0 | 0 | 0 | 0 | 0 | 0 | 0 | 0 | 0 | 0 | 0 | 0 | 0 | 0 | 0 | 0 | 0 | 0 | 0 | 0 | 0 | 0 | 0 | 0 | 0 | 0 | 0 | 0 | 0 | 0 | 0 | 0 | 0 | 0 | 0 | 0 | 0 | 0 | 0 | 0 | 0 | 0 | 0 |  |  |  | 0 | 0 | 0 | 0 | 0 | 0 | 0 | 0 | 0 | 0 | 0 | 0 | 0 | 0 | 0 | 0 | 0 | 0 | 0 | 0 | 0
[12 empty] | N | [22 empty] | 0 | [26 empty] | 0 |  | 0 |  | 0 |  |  |  | 0 |  | 0 |  |  | 0 | 0 | [12 empty] | 0 | 0 | 0 | 0 | 0 | 0 | 0 | 0 | 0 | 0 | 0 | 0 | 0 | 0 | 0 | 0 | 0 | 0 | 0 | 0 | 0 | 0 | 0 | 0 | 0 | 0 | 0 | 0 | 0 | 0 | 0 | 0 | 0 | 0 | 0 | 0 | 0 | 0 | 0 | 0 | 0 | 0 | 0 | 0 | 0 | 0 | 0 | 0 | 0 | 0 | 0 | 0 |  |  |  | 0 | 0 | 0 | 0 | 0 | 0 | 0 | 0 | 0 | 0 | 0 | 0 | 0 | 0 | 0 | 0 | 0 | 0 | 0 | 0 | 0
NOTE: DO NOT DELETE THIS ROW | [33 empty] | 153 | [8 empty] | 162 |  | 1206 |  | 14992 | [16 empty] | 65175.8 | 0 | 65175.8 | [5 empty] | 0 | 0 |  | 21648.95 | 3247.3425 | [8 empty] | 0 | 0 |  |  | 0 | 52 | 0 | 0 | 0 | 0 | 0 | 0 | 0 | 384 | 0 | 0 | 320 | 0 | 0 | 0 | 0 | 0 | 0 | 0 | 0 | 0 | 0 | 0 | 0 | 0 | 0 | 0 | 0 | 0 | 0 | 0 | 0 | 0 | 0 | 4 | 256 | 0 | 0 | 0 | 0 | 0 | 0 | 0 | 0 | 0 | 0 | 0 | 384 | 128 | 0 | 16 |  | 51569.6642 | 10870.8619 | 86412.2 | 56539.838 | 8713.7024 | 151665.7404 | 203235.4046 | 162536.6022
Note on A1: PCR: Project Change Request: Used to track changes from the 'Original' PCR to new PCRs as the project progress. May also be used to distinguish between phases of the project.
Note on E1: Server config completed: Double-click to enter checkmark which indicates the server's CPU and RAM have been installed and properly configured. Note: Double-click toggles checkmark.
Note on F1: Storage config completed: Double-click to enter checkmark which indicates the server's storage (SAN & NAS) requirements have been completed and properly configured. Note: Double-click toggles checkmark.
Note on L1: Verified By: Provide name of who verified the completed server's configuration.
Note on N1: DC (Data Center): Select the DC for which the server is to be located.
Note on O1: Region: Select Region for which the server is located.
Note on P1: Country: Select Country for which the server is assigned/located.
Note on Q1: Env Label: Use this column to create unique environments labels. For example: To indicate combined envs (e.g. PERF/UAT) or to indicate multiple std envs (e.g. PROD1, PROD2, etc.) Note: Cost calculations will be based on the Std Env column 'Env' designation.
Note on R1: Env (Environment): Select the 'Standard' environment type for which the server is assigned.
Note on S1: Server TCRS: The TCRS # associated with the server.
Note on U1: Product Owner: Provide the Owner of the line item.
Note on V1: Description: Provide detailed description of the line item. For example, a high-level primary function or purpose for the line item.
Note on W1: Software List: Select all of the software products to be installed on the server. Note1: This column will accept multiple entries and will automatically generate a comma-delimited list. Note2: To remove any item, simply reselect that item.
Note on X1: Select the type of server (e.g. AP, DB, or WW)
Note on Y1: Product (Acronym): Provide Product name or acronym (e.g. ESB, FinCAD, COPS, etc.)
Note on Z1: Usage: Used by Capacity Analysis and Planning Team for reporting
Note on AA1: CSI App ID: The CSI App ID that the line item is registered
Note on AB1: Existing Server: Enter 'Yes - Outside this BoM' if the server exists outside this BoM, otherwise select 'Yes - inside this BoM' if this item is upgrading a server already created/accounted for within this BoM. Note: You may only create one (1) 'Yes - Inside this BoM' entry, otherwise an internal calculations may result.
Note on AC1: Existing CPUs: Provide the # of CPUs not accounted for in this BoM.
Note on AE1: Existing CPUs: If an existing server, provide current amount of RAM (GB).
Note on AF1: Use existing server config...: If SW has already been purchased for this server, then clear this option. If you're purchasing the SW licenses for the first time then include the server configuration. This BoM assumes new SW purchases for all exsiting servers. Note: To toggle selection, simply double-click cell.
Note on AG1: Original Alias: Use this to keep track of the original alias. This will allow tracking of server changes if the Alias should change.
Note on AI1: Alias: The common name for the device Note: This can be the same as the hostname. Note: Highlighted cells indicate duplicate entries.
Note on AK1: Hostname: The actual device name.
Note on AL1: Domain: The device's fully qualified domain name
Note on AM1: Server Model: Select the server model from the pull-down menu
Note on AN1: Server Tier: This column is used for internal calculations. Do NOT touch!
Note on AP1: Virtual Platform Storage Type: pSeries default storage platform is SAN, all VMware environments default is NAS except for VMware LVM which is SAN.
Note on AQ1: O/S: Select O/S from pull-down menu. Note: the version of OS selected will not affect the cost of the line item.
Note on AR1: CPU: The number of CPUs for the device.
Note on AT1: Licensed Cores: This represents the number of licensed cores that products will used for software licensing purposes. Note: For TIBCO, a processor is = .75 the # of cores, however, this is already calculated in the license cost you do not need to adjust. The license model and costing already accounts for any software that uses a core factor (i.e. 1 core = .75 processors). This column should represent the actual # of licensed units required (typically 1:1 with Cores) with the exception of VMWare. Note: For VMware the value should reflect 1/2 of the allocated vCPUs in the Cores column.
Note on AV1: Memory: The amount of memory to be allocated for the server. Highlighted Cells: Indicate memory less than Recommended RAM
Note on AW1: Is Clustered: Used to identify physical cluster sets. Each cluster should have a unique ID to simplify quantifying the number of clusters and scope-of-work.
Note on AX1: Cluster Type: If a cluster, must have entry in the 'Is Clustered? (ID#)' column, then select one of the following: NLB = Network (local) Load Balancer WLB = Cross-site Load Balancer VCS = Veritas Cluster HAC = HACMP RAC = Oracle ASM/CRS
Note on AY1: Cluster Type: Hot or Standby - If a cluster note please indicate if node should be considered hot or standby.
Note on AZ1: Affinity: Used to specify affinity rules to ensure that no two nodes in an HA pair are on the same chassis or ESX hosts as an example. This also applies to LPARs in a logical cluster relationship that must be placed on different frames.
Note on BA1: Frame/Chassis #: Used to indicate which Frame/Chassis the device should be installed. This is used to prevent paired devices from being in the same frame.
Note on BK1: Recommended SAN (GB): Assumes 2 LUNs for O/S and additional LUN(s) at 75% of RAM with a minimum of 1 LUN.
Note on BR1: Require SRDF?: Does this server require SRDF?
Note on BS1: CALCULATED --> Recommended NAS (GB): The recommended about of NAS for this server. Note: This only shows appears for Vmware servers by default.
Note on BT1: Additional NAS (GB): The amount of additional NAS required to be added to the recommended NAS (GB) value.
Note on BU1: CALCULATED --> NAS (GB) Dedicated: The total dedicated NAS share for the server.
Note on BV1: NAS (GB) Shared: The proportional share of total group storage for this server (e.g. Group NAS total is 80GB across 4 servers, the individual server's share would be 20GB each.)
Note on BW1: NAS Shared Group: The NAS Shared Group Name for which grouped servers will share NAS storage.
Note on BX1: NetBackup Full: The projected FULL backup requirements in GB.
Note on BY1: NetBackup Incr: The projected incremental backup requirements in GB.
Note on BZ1: HSM Required?: If HSM is required, double-click to add checkmark. Note: Double-clicks will toggle checkmark entry.
Note on CA1: DMZ Required?: If DMZ is required, double-click to add checkmark. Note: Double-clicks will toggle checkmark entry.
Note on CB1: Network Conn I: Select the type of network connection for the first network port.
Note on CC1: # of connections I: The number of connections required for the first port. Note: this is usually on a different network subnet than Connection II.
Note on CD1: Network Conn II: Select the type of network connection for the second network port.
Note on CE1: # of connections II: The number of connections required for the second port. Note: this is usually on a different network subnet than Connection I.
Note on CF1: Primary IP: The server's primary IP address (i.e. xxx.xxx.xxx.xxx)
Note on CG1: Secondary IP: The server's secondary IP address (i.e. xxx.xxx.xxx.xxx)
Note on CJ1: Notes: Any additional notes or comments for the server can be placed here.
Note on CL1: Per Core
Note on CM1: Per Server
Note on CN1: Per Server
Note on CO1: Per Core
Note on CP1: Per Core
Note on CQ1: Per Core
Note on CR1: Per Core
Note on CS1: Per Core
Note on CT1: Per Core
Note on CU1: Per Core
Note on CV1: Per Core
Note on CW1: Per Core
Note on CX1: Per Core
Note on CY1: Per Core
Note on CZ1: Per Core
Note on DA1: Per Core
Note on DB1: Per Core
Note on DC1: Per Core
Note on DF1: Per CPU
Note on DG1: Per CPU
Note on DH1: Per Server
Note on DI1: Per CPU
Note on DJ1: Per Server
Note on EB1: Per Core
Note on EC1: Per CPU
Note on ED1: Per Server
Note on EE1: Per Core
Note on EF1: Per Core
Note on EG1: Per Core
Note on EH1: Per Core
Note on EI1: Per Core
Note on EJ1: Per Core
Note on EK1: Per CPU
Note on EM1: sl55853: Initial SW costs includes purchase and maintenance if not included in initial purchase (e.g. ab initio).
Note on ET1: sl55853: Based on current rates, rates may change.
Note on FC1: Server Cost Breakdown: The calculated cost for the physical server/device.
Note on FG1: Memory Cost: The calculated cost for Memory
Note on FH1: Support Cost: The calculated Support Cost for new servers only. Note: Assumes Support Costs are already covered for existing servers.
Note on FI1: Network Cost: The calculated Network Cost
Note on AI169: Unique 'Alias' server count

## Financials
Cost by Environment / PCR | [9 empty] | Cost by PCR / Env
| Totals | [9 empty] | Totals
Env / PCR | SW (Year 1) [Monthly] | Server HW Cost [Monthly] | Storage Costs [Monthly] | HW Costs [Monthly] | Total Capital Costs (One-Time) | Total Server Costs [Year 1] HW+SW [Monthly] | Total Server Costs [ After Year 1] HW+SW [Monthly] | Total Server Year 1 Costs [Annual] | Total Server After Year 1 Cost [Annual] | PCR / Env | SW (Year 1) [Monthly] | Server HW Cost [Monthly] | Storage Costs [Monthly] | HW Costs [Monthly] | Total Capital Costs (One-Time) | Total Server Costs [Year 1] HW+SW [Monthly] | Total Server Costs [After Year1] HW+SW [Monthly] | Total Server Year 1 Costs [Annual] | Total Server After Year 1 Cost [Annual]
PROD | 13859.75 | 29561.2 | 21552.498 | 53900.7086 |  | 67760.4586 | 55850.4636 | 813125.5035 | 670205.5635 | PCR-AVATAR | 51569.6642 | 86412.2 | 56539.838 | 151665.7404 |  | 203235.4046 | 162536.6022 | 2438824.8549 | 1950439.2269
PCR-AVATAR | 13859.75 | 29561.2 | 21552.498 | 53900.7086 |  | 67760.4586 | 55850.4636 | 813125.5035 | 670205.5635 | PROD | 13859.75 | 29561.2 | 21552.498 | 53900.7086 |  | 67760.4586 | 55850.4636 | 813125.5035 | 670205.5635
COB | 6359.75 | 20328.6 | 0 | 20328.6 |  | 26688.35 | 21228.355 | 320260.2 | 254740.26 | COB | 6359.75 | 20328.6 | 0 | 20328.6 |  | 26688.35 | 21228.355 | 320260.2 | 254740.26
PCR-AVATAR | 6359.75 | 20328.6 | 0 | 20328.6 |  | 26688.35 | 21228.355 | 320260.2 | 254740.26 | UAT | 3517.3992 | 3554.8 | 4059.165 | 8429.8023 |  | 11947.2015 | 8940.3975 | 143366.4182 | 107284.7701
UAT | 3517.3992 | 3554.8 | 4059.165 | 8429.8023 |  | 11947.2015 | 8940.3975 | 143366.4182 | 107284.7701 | SIT | 6750 | 3826.2 | 2244.42 | 6572.4973 |  | 13322.4973 | 7517.4973 | 159869.967 | 90209.967
PCR-AVATAR | 3517.3992 | 3554.8 | 4059.165 | 8429.8023 |  | 11947.2015 | 8940.3975 | 143366.4182 | 107284.7701 | DIT | 0 | 1777.4 | 909.9 | 2890.7638 |  | 2890.7638 | 2890.7638 | 34689.165 | 34689.165
SIT | 6750 | 3826.2 | 2244.42 | 6572.4973 |  | 13322.4973 | 7517.4973 | 159869.967 | 90209.967 | PROD2 | 1796.525 | 9232.6 | 12177.495 | 23380.4432 |  | 25176.9682 | 23695.0099 | 302123.6183 | 284340.1183
PCR-AVATAR | 6750 | 3826.2 | 2244.42 | 6572.4973 |  | 13322.4973 | 7517.4973 | 159869.967 | 90209.967 | PAT | 718.61 | 5044 | 1738.92 | 7046.316 |  | 7764.926 | 7172.1427 | 93179.112 | 86065.712
DIT | 0 | 1777.4 | 909.9 | 2890.7638 |  | 2890.7638 | 2890.7638 | 34689.165 | 34689.165 | PAT/PROD | 0 | 0 | 795.32 | 861.652 |  | 861.652 | 861.652 | 10339.824 | 10339.824
PCR-AVATAR | 0 | 1777.4 | 909.9 | 2890.7638 |  | 2890.7638 | 2890.7638 | 34689.165 | 34689.165 | SIT/DIT | 512.75 | 2048.8 | 682.425 | 2883.8228 |  | 3396.5728 | 3088.5728 | 40758.8737 | 37062.8737
(blank) |  | 0 | 0 | 0 |  | 0 | 0 | 0 | 0 | UAT2 | 18054.88 | 11038.6 | 12379.695 | 25371.1344 |  | 43426.0144 | 31291.7478 | 521112.1733 | 375500.9733
(blank) |  | 0 | 0 | 0 |  | 0 | 0 | 0 | 0 | (blank) |  | 0 | 0 | 0 |  | 0 | 0 | 0 | 0
PROD2 | 1796.525 | 9232.6 | 12177.495 | 23380.4432 |  | 25176.9682 | 23695.0099 | 302123.6183 | 284340.1183 | (blank) |  | 0 | 0 | 0 |  | 0 | 0 | 0 | 0
PCR-AVATAR | 1796.525 | 9232.6 | 12177.495 | 23380.4432 |  | 25176.9682 | 23695.0099 | 302123.6183 | 284340.1183 | Grand Totals | 51569.6642 | 86412.2 | 56539.838 | 151665.7404 |  | 203235.4046 | 162536.6022 | 2438824.8549 | 1950439.2269
PAT | 718.61 | 5044 | 1738.92 | 7046.316 |  | 7764.926 | 7172.1427 | 93179.112 | 86065.712
PCR-AVATAR | 718.61 | 5044 | 1738.92 | 7046.316 |  | 7764.926 | 7172.1427 | 93179.112 | 86065.712
PAT/PROD | 0 | 0 | 795.32 | 861.652 |  | 861.652 | 861.652 | 10339.824 | 10339.824
PCR-AVATAR | 0 | 0 | 795.32 | 861.652 |  | 861.652 | 861.652 | 10339.824 | 10339.824
SIT/DIT | 512.75 | 2048.8 | 682.425 | 2883.8228 |  | 3396.5728 | 3088.5728 | 40758.8737 | 37062.8737
PCR-AVATAR | 512.75 | 2048.8 | 682.425 | 2883.8228 |  | 3396.5728 | 3088.5728 | 40758.8737 | 37062.8737
UAT2 | 18054.88 | 11038.6 | 12379.695 | 25371.1344 |  | 43426.0144 | 31291.7478 | 521112.1733 | 375500.9733
PCR-AVATAR | 18054.88 | 11038.6 | 12379.695 | 25371.1344 |  | 43426.0144 | 31291.7478 | 521112.1733 | 375500.9733
Grand Totals | 51569.6642 | 86412.2 | 56539.838 | 151665.7404 |  | 203235.4046 | 162536.6022 | 2438824.8549 | 1950439.2269

## System Delivery Status
Total Requirement |  | CTI Delivered to CTO |  | CTI to be delivered to CTO
Env Label | (All) | Env Label | (All) | Env Label | (All)
CTI Complete (Y/N) | (All) | CTI Complete (Y/N) | N | CTI Complete (Y/N) | (All)
Operating System | Server Count | Operating System | Server Count | Operating System | Server Count
(blank) | 0 | (blank) | 0 | (blank) | 0
AIX 6.1 | 31 | AIX 6.1 | 31 | AIX 6.1 | 31
RHEL 5.9 | 122 | RHEL 5.9 | 122 | RHEL 5.9 | 122
Grand Total | 153 | Grand Total | 153 | Grand Total | 153

## Stats
Storage Requirements by Env | [5 empty] | Storage Requirements by PCR | [5 empty] | New Server Model Count
[12 empty] | Existing Server? | No
Environment | Total of SAN Needed Today | Total SAN (GB) Reserved | Total SAN (GB) End-State | Total NAS (GB) Shared | Total NAS (GB) Dedicated | PCR | Total of SAN (GB) Needed Today | Total SAN (GB) Reserved | Total SAN (GB) End-State | Total of NAS (GB) Dedicated | Total of NAS Shared (GB)
PROD | 20557 |  | 20557 |  | 0 | (blank) | 0 | 0 | 0 | 0 | 0 | Count of Server Model
COB | 0 |  | 0 |  | 0 | PCR-AVATAR | 65175.8 | 0 | 65175.8 | 0 | 0 | Row Labels | BL620C G7 | IBM p7 p795 | (blank) | Grand Total
CERT | [5 empty] | Grand Total | 65175.8 | 0 | 65175.8 | 0 | 0 | PROD | 26 | 2 | 0 | 28
PERF | [11 empty] | COB | 16 | 2 | 0 | 18
TRAINING | [11 empty] | UAT | 4 | 0 | 0 | 4
UAT | 7447.7 |  | 7447.7 |  | 0 | [6 empty] | SIT | 3 | 1 | 0 | 4
SIT | 4987.6 |  | 4987.6 |  | 0 | [6 empty] | DIT | 2 | 0 | 0 | 2
DIT | 2022 |  | 2022 |  | 0 | [6 empty] | PROD2 | 10 | 0 | 0 | 10
RND | [11 empty] | SIT/DIT | 1 | 1 | 0 | 2
DEV | [11 empty] | UAT2 | 12 | 2 | 0 | 14
PROD2 | 13581.1 |  | 13581.1 |  | 0 | [6 empty] | Grand Total | 74 | 8 | 0 | 82
PAT | 1617.6 |  | 1617.6 |  | 0
PAT/PROD | 539.2 |  | 539.2 |  | 0
SIT/DIT | 1516.5 |  | 1516.5 |  | 0
UAT2 | 12907.1 |  | 12907.1 |  | 0
Grand Total | 65175.8 |  | 65175.8 |  | 0

## Server HW Summary
Server Info
Server Hostname | Status | Completion Date | Server Description | Server Alias | Priority | Total CPUs | Total Cores | Total RAM | Total SAN (GB) Req'd Today | Total SAN (GB) End-State | Total NAS (GB) Dedicated | Total NAS (GB) Shared | Total Hardware Costs
|  |  | Web Server | BLADE 1 |  | 2 | 16 | 128 | 909.9 | 909.9 | 0 |  | 1389.7137
|  |  | CM App Server | BLADE 10 |  | 2 | 16 | 256 | 1145.8 | 1145.8 | 0 |  | 1634.8061
|  |  | CM App Server | BLADE 11 |  | 2 | 16 | 256 | 1145.8 | 1145.8 | 0 |  | 1634.8061
|  |  | CM App Server | BLADE 12 |  | 2 | 16 | 256 | 1145.8 | 1145.8 | 0 |  | 1634.8061
|  |  | DB Server Cluster1 | BLADE 13 |  | 2 | 16 | 128 | 3403.7 | 3403.7 | 0 |  | 6097.7373
|  |  | DB Server Cluster1 | BLADE 14 |  | 2 | 16 | 128 | 404.4 | 404.4 | 0 |  | 1111.3727
|  |  | Data Guard Cluster1 | BLADE 15 |  | 2 | 16 | 128 | 3403.7 | 3403.7 | 0 |  | 6097.7373
|  |  | Data Guard Cluster1 | BLADE 16 |  | 2 | 16 | 128 | 404.4 | 404.4 | 0 |  | 1111.3727
|  |  | DB Server Cluster2 | BLADE 17 |  | 2 | 16 | 128 | 3403.7 | 3403.7 | 0 |  | 6097.7373
|  |  | DB Server Cluster2 | BLADE 18 |  | 2 | 16 | 128 | 404.4 | 404.4 | 0 |  | 1111.3727
|  |  | Data Guard Cluster2 | BLADE 19 |  | 2 | 16 | 128 | 3403.7 | 3403.7 | 0 |  | 6097.7373
|  |  | Web Server | BLADE 2 |  | 2 | 16 | 128 | 909.9 | 909.9 | 0 |  | 1389.7137
|  |  | Data Guard Cluster2 | BLADE 20 |  | 2 | 16 | 128 | 404.4 | 404.4 | 0 |  | 1111.3727
|  |  | PL App Server | BLADE 3 |  | 2 | 16 | 128 | 808.8 | 808.8 | 0 |  | 1334.0455
|  |  | PL App Server | BLADE 4 |  | 2 | 16 | 128 | 808.8 | 808.8 | 0 |  | 1334.0455
|  |  | PL App Server | BLADE 5 |  | 2 | 16 | 128 | 808.8 | 808.8 | 0 |  | 1334.0455
|  |  | PL App Server | BLADE 6 |  | 2 | 16 | 128 | 808.8 | 808.8 | 0 |  | 1334.0455
|  |  | CM App Server | BLADE 7 |  | 2 | 16 | 256 | 1145.8 | 1145.8 | 0 |  | 1634.8061
|  |  | CM App Server | BLADE 8 |  | 2 | 16 | 256 | 1145.8 | 1145.8 | 0 |  | 1634.8061
|  |  | CM App Server | BLADE 9 |  | 2 | 16 | 256 | 1145.8 | 1145.8 | 0 |  | 1634.8061
|  |  | CitiAlert Server | cob-New LPAR 1 |  | 1 | 1 | 48 | 0 | 0 | 0 |  | 1304.1
|  |  | CitiAlert Server | cob-New LPAR 2 |  | 1 | 1 | 48 | 0 | 0 | 0 |  | 1304.1
|  |  | ESB-Digital -BW | FDC-DIG-ESB-BW-SVR1 |  | 2 | 16 | 256 | 337 | 337 | 0 |  | 1398.4006
|  |  | ESB-Digital -BW | FDC-DIG-ESB-BW-SVR10 |  | 2 | 16 | 256 | 337 | 337 | 0 |  | 1398.4006
|  |  | ESB-Digital -BW | FDC-DIG-ESB-BW-SVR11 |  | 2 | 16 | 256 | 337 | 337 | 0 |  | 1398.4006
|  |  | ESB-Digital -BW | FDC-DIG-ESB-BW-SVR12 |  | 2 | 16 | 256 | 337 | 337 | 0 |  | 1398.4006
|  |  | ESB-Digital -BW | FDC-DIG-ESB-BW-SVR2 |  | 2 | 16 | 256 | 337 | 337 | 0 |  | 1398.4006
|  |  | ESB-Digital -BW | FDC-DIG-ESB-BW-SVR3 |  | 2 | 16 | 256 | 337 | 337 | 0 |  | 1398.4006
|  |  | ESB-Digital -BW | FDC-DIG-ESB-BW-SVR4 |  | 2 | 16 | 256 | 337 | 337 | 0 |  | 1398.4006
|  |  | ESB-Digital -BW | FDC-DIG-ESB-BW-SVR5 |  | 2 | 16 | 256 | 337 | 337 | 0 |  | 1398.4006
|  |  | ESB-Digital -BW | FDC-DIG-ESB-BW-SVR6 |  | 2 | 16 | 256 | 337 | 337 | 0 |  | 1398.4006
|  |  | ESB-Digital -BW | FDC-DIG-ESB-BW-SVR7 |  | 2 | 16 | 256 | 337 | 337 | 0 |  | 1398.4006
|  |  | ESB-Digital -BW | FDC-DIG-ESB-BW-SVR8 |  | 2 | 16 | 256 | 337 | 337 | 0 |  | 1398.4006
|  |  | ESB-Digital -BW | FDC-DIG-ESB-BW-SVR9 |  | 2 | 16 | 256 | 337 | 337 | 0 |  | 1398.4006
|  |  | ESB-Digital - EMS | FDC-DIG-ESB-EMS-SVR1 |  | 2 | 16 | 256 | 471.8 | 471.8 | 0 |  | 1786.6519
|  |  | ESB-Digital - EMS | FDC-DIG-ESB-EMS-SVR2 |  | 2 | 16 | 256 | 337 | 337 | 0 |  | 1398.4006
|  |  | ESB-Digital - EMS | FDC-DIG-ESB-EMS-SVR3 |  | 2 | 16 | 256 | 471.8 | 471.8 | 0 |  | 1786.6519
|  |  | ESB-Digital - EMS | FDC-DIG-ESB-EMS-SVR4 |  | 2 | 16 | 256 | 337 | 337 | 0 |  | 1398.4006
|  |  | Dataguard- Oracle RAC-ESB | fdcgcgdtgad14p |  | 0 | 0 | 0 | 101.1 | 101.1 | 0 |  | 292.1947
|  |  | ESTMT | fdcgcgestaa01p |  | 1 | 2 | 16 | 101.1 | 101.1 | 0 |  | 947.3502
|  |  | ESTMT | fdcgcgestaa02p |  | 1 | 2 | 16 | 101.1 | 101.1 | 0 |  | 947.3502
|  |  | MQ | FDCGCGMQMLA19C |  | 0 | 0 | 0 | 0 | 0 | 0 |  | 0
|  |  | MQ | FDCGCGMQMLA19P |  | 0 | 0 | 0 | 67.4 | 67.4 | 0 |  | 78.9001
|  |  | MQ | FDCGCGMQMLA20C |  | 0 | 0 | 0 | 0 | 0 | 0 |  | 0
|  |  | MQ | FDCGCGMQMLA20P |  | 0 | 0 | 0 | 67.4 | 67.4 | 0 |  | 78.9001
|  |  | MQ | FDCGCGMQMLA65C |  | 0 | 0 | 0 | 0 | 0 | 0 |  | 0
|  |  | MQ | FDCGCGMQMLA65P |  | 0 | 0 | 0 | 67.4 | 67.4 | 0 |  | 78.9001
|  |  | MQ | FDCGCGMQMLA75C |  | 0 | 0 | 0 | 0 | 0 | 0 |  | 0
|  |  | MQ | FDCGCGMQMLA75P |  | 0 | 0 | 0 | 67.4 | 67.4 | 0 |  | 78.9001
|  |  | Oracle RAC - ESB | fdcgcgracad14p |  | 0 | 0 | 0 | 101.1 | 101.1 | 0 |  | 292.1947
|  |  | Oracle RAC - ESB, | fdcgcgracad15p |  | 0 | 0 | 0 | 0 | 0 | 0 |  | 0
|  |  | Oracle RAC - ESB | fdcgcgracad31p |  | 2 | 2 | 128 | 1314.3 | 1314.3 | 0 |  | 4357.3114
|  |  | Oracle RAC - ESB | fdcgcgracad32p |  | 2 | 2 | 128 | 303.3 | 303.3 | 0 |  | 2689.0046
|  |  | ESB-PAT-BW | FDCGCGTIBLA25P |  | 0 | 0 | 0 | 0 | 0 | 0 |  | 0
|  |  | ESB-PAT-BW | FDCGCGTIBLA26P |  | 0 | 0 | 0 | 0 | 0 | 0 |  | 0
|  |  | ESB-PAT-BW | FDCGCGTIBLA27P |  | 0 | 0 | 0 | 0 | 0 | 0 |  | 0
|  |  | ESB-PAT-BW | FDCGCGTIBLA28P |  | 0 | 0 | 0 | 0 | 0 | 0 |  | 0
|  |  | ESB-PAT-BW | FDCGCGTIBLA35P |  | 0 | 0 | 0 | 0 | 0 | 0 |  | 0
|  |  | ESB-PAT-BW | FDCGCGTIBLA36P |  | 0 | 0 | 0 | 0 | 0 | 0 |  | 0
|  |  | ESB [V5,V6], CMR, SNF - EMS | FDCGCGTIBLA61C |  | 0 | 0 | 0 | 0 | 0 | 0 |  | 0
|  |  | ESB [V5,V6], CMR, SNF - EMS | FDCGCGTIBLA61P |  | 0 | 0 | 0 | 67.4 | 67.4 | 0 |  | 194.1256
|  |  | ESB [V5,V6], CMR, SNF - EMS | FDCGCGTIBLA71C |  | 0 | 0 | 0 | 0 | 0 | 0 |  | 0
|  |  | ESB [V5,V6], CMR, SNF - EMS | FDCGCGTIBLA71P |  | 0 | 0 | 0 | 67.4 | 67.4 | 0 |  | 78.9001
|  |  | ESB [V5,V6], CMR, SNF - EMS | FDCGCGTIBLA81C |  | 0 | 0 | 0 | 0 | 0 | 0 |  | 0
|  |  | ESB [V5,V6], CMR, SNF - EMS | FDCGCGTIBLA81P |  | 0 | 0 | 0 | 67.4 | 67.4 | 0 |  | 194.1256
|  |  | ESB [V5,V6], CMR, SNF - EMS | FDCGCGTIBLA91C |  | 0 | 0 | 0 | 0 | 0 | 0 |  | 0
|  |  | ESB [V5,V6], CMR, SNF - EMS | FDCGCGTIBLA91P |  | 0 | 0 | 0 | 67.4 | 67.4 | 0 |  | 78.9001
|  |  | Oracle HACMP - Tibco, RMAN | fdcgcgticad01p |  | 0 | 0 | 0 | 101.1 | 101.1 | 0 |  | 292.1947
|  |  | Oracle HACMP - Tibco, RMAN | fdcgcgticad02p |  | 0 | 0 | 0 | 0 | 0 | 0 |  | 0
|  |  | ESB-EMS | hlixtr289 |  | 0 | 0 | 0 | 269.6 | 269.6 | 0 |  | 148.4485
|  |  | ESB-BW | hlixtr492 |  | 0 | 0 | 0 | 269.6 | 269.6 | 0 |  | 148.4485
|  |  | CitiAlert Server | New LPAR 1 |  | 1 | 1 | 48 | 707.7 | 707.7 | 0 |  | 3175.6183
|  |  | CitiAlert Server | New LPAR 2 |  | 1 | 1 | 48 | 101.1 | 101.1 | 0 |  | 1422.4502
|  |  | ESB-Digital -BW | RDC-COB-DIG-ESB-BW-SVR1 |  | 2 | 0 | 256 | 0 | 0 | 0 |  | 1003.9
|  |  | ESB-Digital -BW | RDC-COB-DIG-ESB-BW-SVR10 |  | 2 | 0 | 256 | 0 | 0 | 0 |  | 1003.9
|  |  | ESB-Digital -BW | RDC-COB-DIG-ESB-BW-SVR11 |  | 2 | 0 | 256 | 0 | 0 | 0 |  | 1003.9
|  |  | ESB-Digital -BW | RDC-COB-DIG-ESB-BW-SVR12 |  | 2 | 0 | 256 | 0 | 0 | 0 |  | 1003.9
|  |  | ESB-Digital -BW | RDC-COB-DIG-ESB-BW-SVR2 |  | 2 | 0 | 256 | 0 | 0 | 0 |  | 1003.9
|  |  | ESB-Digital -BW | RDC-COB-DIG-ESB-BW-SVR3 |  | 2 | 0 | 256 | 0 | 0 | 0 |  | 1003.9
|  |  | ESB-Digital -BW | RDC-COB-DIG-ESB-BW-SVR4 |  | 2 | 0 | 256 | 0 | 0 | 0 |  | 1003.9
|  |  | ESB-Digital -BW | RDC-COB-DIG-ESB-BW-SVR5 |  | 2 | 0 | 256 | 0 | 0 | 0 |  | 1003.9
|  |  | ESB-Digital -BW | RDC-COB-DIG-ESB-BW-SVR6 |  | 2 | 0 | 256 | 0 | 0 | 0 |  | 1003.9
|  |  | ESB-Digital -BW | RDC-COB-DIG-ESB-BW-SVR7 |  | 2 | 0 | 256 | 0 | 0 | 0 |  | 1003.9
|  |  | ESB-Digital -BW | RDC-COB-DIG-ESB-BW-SVR8 |  | 2 | 0 | 256 | 0 | 0 | 0 |  | 1003.9
|  |  | ESB-Digital -BW | RDC-COB-DIG-ESB-BW-SVR9 |  | 2 | 0 | 256 | 0 | 0 | 0 |  | 1003.9
|  |  | ESB-Digital - EMS | RDC-COB-DIG-ESB-EMS-SVR1 |  | 2 | 0 | 256 | 0 | 0 | 0 |  | 1003.9
|  |  | ESB-Digital - EMS | RDC-COB-DIG-ESB-EMS-SVR2 |  | 2 | 0 | 256 | 0 | 0 | 0 |  | 1003.9
|  |  | ESB-Digital - EMS | RDC-COB-DIG-ESB-EMS-SVR3 |  | 2 | 0 | 256 | 0 | 0 | 0 |  | 1003.9
|  |  | ESB-Digital - EMS | RDC-COB-DIG-ESB-EMS-SVR4 |  | 2 | 0 | 256 | 0 | 0 | 0 |  | 1003.9
|  |  | Dataguard- Oracle RAC-ESB | rdcgcgdtgad14c |  | 0 | 0 | 0 |  |  | 0 |  | 0
|  |  | Dataguard- Oracle RAC-ESB | rdcgcgdtgad14u |  | 0 | 0 | 0 | 303.3 | 303.3 | 0 |  | 167.0046
|  |  | ESTMT | rdcgcgestaa01c |  | 1 | 2 | 16 | 0 | 0 | 0 |  | 829
|  |  | ESTMT | rdcgcgestaa01u |  | 0 | 1 | 16 | 67.4 | 67.4 | 0 |  | 37.1121
|  |  | ESTMT | rdcgcgestaa02c |  | 1 | 2 | 16 | 0 | 0 | 0 |  | 829
|  |  | MQ | RDCGCGMQMLA19U |  | 0 | 0 | 0 | 67.4 | 67.4 | 0 |  | 37.1121
|  |  | MQ | RDCGCGMQMLA20U |  | 0 | 0 | 0 | 67.4 | 67.4 | 0 |  | 37.1121
|  |  | MQ | RDCGCGMQMLA65U |  | 0 | 0 | 0 | 67.4 | 67.4 | 0 |  | 37.1121
|  |  | MQ | RDCGCGMQMLA75U |  | 0 | 0 | 0 | 67.4 | 67.4 | 0 |  | 37.1121
|  |  | Oracle RAC - ESB | rdcgcgracad14c |  | 0 | 0 | 0 |  |  | 0 |  | 0
|  |  | Oracle RAC - ESB | rdcgcgracad14u |  | 0 | 0 | 0 | 101.1 | 101.1 | 0 |  | 166.8307
|  |  | Oracle RAC - ESB | rdcgcgracad15c |  | 0 | 0 | 0 |  |  | 0 |  | 0
|  |  | Oracle RAC - ESB | rdcgcgracad15u |  | 0 | 0 | 0 | 0 | 0 | 0 |  | 0
|  |  | ESB [V5,V6], CMR, SNF - EMS | RDCGCGTIBLA61U |  | 0 | 0 | 0 | 67.4 | 67.4 | 0 |  | 110.5496
|  |  | ESB [V5,V6], CMR, SNF - EMS | RDCGCGTIBLA71U |  | 0 | 0 | 0 | 67.4 | 67.4 | 0 |  | 37.1121
|  |  | ESB [V5,V6], CMR, SNF - EMS | RDCGCGTIBLA81U |  | 0 | 0 | 0 | 67.4 | 67.4 | 0 |  | 110.5496
|  |  | ESB [V5,V6], CMR, SNF - EMS | RDCGCGTIBLA91U |  | 0 | 0 | 0 | 67.4 | 67.4 | 0 |  | 37.1121
|  |  | Oracle HACMP - Tibco, RMAN | rdcgcgticad01c |  | 0 | 0 | 0 |  |  | 0 |  | 0
|  |  | Oracle HACMP - Tibco, RMAN | rdcgcgticad01u |  | 0 | 0 | 0 | 303.3 | 303.3 | 0 |  | 278.1671
|  |  | Oracle HACMP - Tibco, RMAN | rdcgcgticad02c |  | 0 | 0 | 0 |  |  | 0 |  | 0
|  |  | Oracle HACMP - Tibco, RMAN | rdcgcgticad02u |  | 0 | 0 | 0 | 0 | 0 | 0 |  | 0
|  |  | ESB-Digital -BW | RDC-UAT-DIG-ESB-BW-SVR1 |  | 0 | 0 | 0 | 168.5 | 168.5 | 0 |  | 92.7803
|  |  | ESB-Digital -BW | RDC-UAT-DIG-ESB-BW-SVR10 |  | 0 | 0 | 0 | 168.5 | 168.5 | 0 |  | 92.7803
|  |  | ESB-Digital -BW | RDC-UAT-DIG-ESB-BW-SVR11 |  | 0 | 0 | 0 | 168.5 | 168.5 | 0 |  | 92.7803
|  |  | ESB-Digital -BW | RDC-UAT-DIG-ESB-BW-SVR12 |  | 0 | 0 | 0 | 168.5 | 168.5 | 0 |  | 92.7803
|  |  | ESB-Digital -BW | RDC-UAT-DIG-ESB-BW-SVR2 |  | 0 | 0 | 0 | 168.5 | 168.5 | 0 |  | 92.7803
|  |  | ESB-Digital -BW | RDC-UAT-DIG-ESB-BW-SVR3 |  | 0 | 0 | 0 | 168.5 | 168.5 | 0 |  | 92.7803
|  |  | ESB-Digital -BW | RDC-UAT-DIG-ESB-BW-SVR4 |  | 0 | 0 | 0 | 168.5 | 168.5 | 0 |  | 92.7803
|  |  | ESB-Digital -BW | RDC-UAT-DIG-ESB-BW-SVR5 |  | 0 | 0 | 0 | 168.5 | 168.5 | 0 |  | 92.7803
|  |  | ESB-Digital -BW | RDC-UAT-DIG-ESB-BW-SVR6 |  | 0 | 0 | 0 | 168.5 | 168.5 | 0 |  | 92.7803
|  |  | ESB-Digital -BW | RDC-UAT-DIG-ESB-BW-SVR7 |  | 0 | 0 | 0 | 168.5 | 168.5 | 0 |  | 203.9428
|  |  | ESB-Digital -BW | RDC-UAT-DIG-ESB-BW-SVR8 |  | 0 | 0 | 0 | 168.5 | 168.5 | 0 |  | 92.7803
|  |  | ESB-Digital -BW | RDC-UAT-DIG-ESB-BW-SVR9 |  | 0 | 0 | 0 | 168.5 | 168.5 | 0 |  | 92.7803
|  |  | ESB-Digital - EMS | RDC-UAT-DIG-ESB-EMS-SVR1 |  | 0 | 0 | 0 | 303.3 | 303.3 | 0 |  | 313.8796
|  |  | ESB-Digital - EMS | RDC-UAT-DIG-ESB-EMS-SVR2 |  | 0 | 0 | 0 | 168.5 | 168.5 | 0 |  | 92.7803
|  |  | ESB-Digital - EMS | RDC-UAT-DIG-ESB-EMS-SVR3 |  | 0 | 0 | 0 | 303.3 | 303.3 | 0 |  | 313.8796
|  |  | ESB-Digital - EMS | RDC-UAT-DIG-ESB-EMS-SVR4 |  | 0 | 0 | 0 | 168.5 | 168.5 | 0 |  | 92.7803
|  |  | ESTMT | rndodws |  | 1 | 2 | 32 | 606.6 | 606.6 | 0 |  | 1494.1091
|  |  | ESB-DB | saixr293 |  | 0 | 0 | 0 | 505.5 | 505.5 | 0 |  | 278.3409
|  |  | Web Server | SIT-BLADE 1 |  | 2 | 16 | 128 | 909.9 | 909.9 | 0 |  | 1389.7137
|  |  | GR1 App Server | SIT-BLADE 2 |  | 2 | 16 | 128 | 808.8 | 808.8 | 0 |  | 1334.0455
|  |  | GR2 App Server | SIT-BLADE 3 |  | 2 | 16 | 128 | 808.8 | 808.8 | 0 |  | 1334.0455
|  |  | GR1 App Server | SIT-BLADE 4 |  | 2 | 16 | 128 | 1011 | 1011 | 0 |  | 1445.3819
|  |  | GR2 App Server | SIT-BLADE 5 |  | 2 | 16 | 128 | 1011 | 1011 | 0 |  | 1445.3819
|  |  | DB Server | SIT-BLADE 6 |  | 2 | 16 | 128 | 1718.7 | 1718.7 | 0 |  | 1835.0592
|  |  | CitiAlert Server | SIT-New LPAR 1 |  | 1 | 1 | 32 | 606.6 | 606.6 | 0 |  | 1494.1091
|  |  | Web Server | UAT-BLADE 1 |  | 2 | 16 | 128 | 808.8 | 808.8 | 0 |  | 1334.0455
|  |  | DB Server Cluster1 | UAT-BLADE 10 |  | 2 | 16 | 128 | 370.7 | 370.7 | 0 |  | 1092.8167
|  |  | Data Guard Cluster1 | UAT-BLADE 11 |  | 2 | 16 | 128 | 1853.5 | 1853.5 | 0 |  | 3576.7209
|  |  | Data Guard Cluster1 | UAT-BLADE 12 |  | 2 | 16 | 128 | 370.7 | 370.7 | 0 |  | 1092.8167
|  |  | DB Server Cluster2 | UAT-BLADE 13 |  | 2 | 16 | 128 | 1853.5 | 1853.5 | 0 |  | 3576.7209
|  |  | DB Server Cluster2 | UAT-BLADE 14 |  | 2 | 16 | 128 | 370.7 | 370.7 | 0 |  | 1092.8167
|  |  | Data Guard Cluster2 | UAT-BLADE 15 |  | 2 | 16 | 128 | 1853.5 | 1853.5 | 0 |  | 3576.7209
|  |  | Data Guard Cluster2 | UAT-BLADE 16 |  | 2 | 16 | 128 | 370.7 | 370.7 | 0 |  | 1092.8167
|  |  | Web Server | UAT-BLADE 2 |  | 2 | 16 | 128 | 808.8 | 808.8 | 0 |  | 1334.0455
|  |  | GR1 App Server | UAT-BLADE 3 |  | 2 | 16 | 128 | 808.8 | 808.8 | 0 |  | 1334.0455
|  |  | GR1 App Server | UAT-BLADE 4 |  | 2 | 16 | 128 | 808.8 | 808.8 | 0 |  | 1334.0455
|  |  | GR2 App Server | UAT-BLADE 5 |  | 2 | 16 | 128 | 808.8 | 808.8 | 0 |  | 1334.0455
|  |  | GR2 App Server | UAT-BLADE 6 |  | 2 | 16 | 128 | 808.8 | 808.8 | 0 |  | 1334.0455
|  |  | GR3 App Server | UAT-BLADE 7 |  | 2 | 16 | 128 | 808.8 | 808.8 | 0 |  | 1334.0455
|  |  | GR3 App Server | UAT-BLADE 8 |  | 2 | 16 | 128 | 808.8 | 808.8 | 0 |  | 1334.0455
|  |  | DB Server Cluster1 | UAT-BLADE 9 |  | 2 | 16 | 128 | 1853.5 | 1853.5 | 0 |  | 3576.7209
|  |  | CitiAlert Server | UAT-New LPAR 1 |  | 0 | 1 | 32 | 606.6 | 606.6 | 0 |  | 1076.9216
|  |  | CitiAlert Server | UAT-New LPAR 2 |  | 0 | 1 | 32 | 101.1 | 101.1 | 0 |  | 242.7682
|  |  |  | (blank) |  | 0 | 0 | 0 | 0 | 0 | 0 |  | 0
|  |  |  | Grand Total |  | 162 | 950 | 14992 | 65175.8 | 65175.8 | 0 |  | 151665.7404

## SW Financials Summary
Year One Software Costs (Annual) |  | Annual SW Cost By Product by Environment (Note: Table manually created, for additional products need to manually update table contents) | [16 empty] | Annual SW Cost By Product by Environment [After Year One - Maintenance Costs] (Note: Table manually created, for additional products need to manually update table contents)
Product | Total Product Costs | Product Name | PAT | PAT/PROD | PROD | PROD2 | COB | CERT | PERF | TRAINING | UAT | UAT2 | SIT | SIT/DIT | DIT | RND | DEV | Totals | Product Name | PAT | PAT/PROD | PROD | PROD2 | COB | CERT | PERF | TRAINING | UAT | UAT2 | SIT | SIT/DIT | DIT | RND | DEV | Totals
Ab Initio | 0 | Ab Initio | 0 | 0 | 0 | 0 | 0 | 0 | 0 | 0 | 0 | 0 | 0 | 0 | 0 | 0 | 0 | 0 | Ab Initio | 0 | 0 | 0 | 0 | 0 | 0 | 0 | 0 | 0 | 0 | 0 | 0 | 0 | 0 | 0 | 0
CA APM | 0 | CA APM | 0 | 0 | 0 | 0 | 0 | 0 | 0 | 0 | 0 | 0 | 0 | 0 | 0 | 0 | 0 | 0 | CA APM | 0 | 0 | 0 | 0 | 0 | 0 | 0 | 0 | 0 | 0 | 0 | 0 | 0 | 0 | 0 | 0
FinCAD | 0 | FinCAD | 0 | 0 | 0 | 0 | 0 | 0 | 0 | 0 | 0 | 0 | 0 | 0 | 0 | 0 | 0 | 0 | FinCAD | 0 | 0 | 0 | 0 | 0 | 0 | 0 | 0 | 0 | 0 | 0 | 0 | 0 | 0 | 0 | 0
IBM BG Web Client | 0 | IBM BG Web Client | 0 | 0 | 0 | 0 | 0 | 0 | 0 | 0 | 0 | 0 | 0 | 0 | 0 | 0 | 0 | 0 | IBM BG Web Client | 0 | 0 | 0 | 0 | 0 | 0 | 0 | 0 | 0 | 0 | 0 | 0 | 0 | 0 | 0 | 0
IBM Biz Glossary | 0 | IBM Biz Glossary | 0 | 0 | 0 | 0 | 0 | 0 | 0 | 0 | 0 | 0 | 0 | 0 | 0 | 0 | 0 | 0 | IBM Biz Glossary | 0 | 0 | 0 | 0 | 0 | 0 | 0 | 0 | 0 | 0 | 0 | 0 | 0 | 0 | 0 | 0
IBM Datastage | 0 | IBM Datastage | 0 | 0 | 0 | 0 | 0 | 0 | 0 | 0 | 0 | 0 | 0 | 0 | 0 | 0 | 0 | 0 | IBM Datastage | 0 | 0 | 0 | 0 | 0 | 0 | 0 | 0 | 0 | 0 | 0 | 0 | 0 | 0 | 0 | 0
IBM DS Designer | 0 | IBM DS Designer | 0 | 0 | 0 | 0 | 0 | 0 | 0 | 0 | 0 | 0 | 0 | 0 | 0 | 0 | 0 | 0 | IBM DS Designer | 0 | 0 | 0 | 0 | 0 | 0 | 0 | 0 | 0 | 0 | 0 | 0 | 0 | 0 | 0 | 0
IBM DS IS Dir | 0 | IBM DS IS Dir | 0 | 0 | 0 | 0 | 0 | 0 | 0 | 0 | 0 | 0 | 0 | 0 | 0 | 0 | 0 | 0 | IBM DS IS Dir | 0 | 0 | 0 | 0 | 0 | 0 | 0 | 0 | 0 | 0 | 0 | 0 | 0 | 0 | 0 | 0
IBM HTTP pSeries | 0 | IBM HTTP pSeries | 0 | 0 | 0 | 0 | 0 | 0 | 0 | 0 | 0 | 0 | 0 | 0 | 0 | 0 | 0 | 0 | IBM HTTP pSeries | 0 | 0 | 0 | 0 | 0 | 0 | 0 | 0 | 0 | 0 | 0 | 0 | 0 | 0 | 0 | 0
IBM HTTP x86 | 0 | IBM HTTP x86 | 0 | 0 | 0 | 0 | 0 | 0 | 0 | 0 | 0 | 0 | 0 | 0 | 0 | 0 | 0 | 0 | IBM HTTP x86 | 0 | 0 | 0 | 0 | 0 | 0 | 0 | 0 | 0 | 0 | 0 | 0 | 0 | 0 | 0 | 0
IBM Tivoli DS | 0 | IBM Tivoli DS | 0 | 0 | 0 | 0 | 0 | 0 | 0 | 0 | 0 | 0 | 0 | 0 | 0 | 0 | 0 | 0 | IBM Tivoli DS | 0 | 0 | 0 | 0 | 0 | 0 | 0 | 0 | 0 | 0 | 0 | 0 | 0 | 0 | 0 | 0
IBM WAS pSeries | 0 | IBM WAS pSeries | 0 | 0 | 0 | 0 | 0 | 0 | 0 | 0 | 0 | 0 | 0 | 0 | 0 | 0 | 0 | 0 | IBM WAS pSeries | 0 | 0 | 0 | 0 | 0 | 0 | 0 | 0 | 0 | 0 | 0 | 0 | 0 | 0 | 0 | 0
IBM WAS x86 | 984480 | IBM WAS x86 | 0 | 0 | 246120 | 246120 | 0 | 0 | 0 | 0 | 147672 | 147672 | 98448 | 0 | 98448 | 0 | 0 | 984480 | IBM WAS x86 | 246120 | 246120 | 98280 | 98280 | 0 | 0 | 0 | 0 | 58968 | 58968 | 39312 | 0 | 39312 | 0 | 0 | 393120
IBM WBM pSeries | 0 | IBM WBM pSeries | 0 | 0 | 0 | 0 | 0 | 0 | 0 | 0 | 0 | 0 | 0 | 0 | 0 | 0 | 0 | 0 | IBM WBM pSeries | 0 | 0 | 0 | 0 | 0 | 0 | 0 | 0 | 0 | 0 | 0 | 0 | 0 | 0 | 0 | 0
IBM WMQ x86 | 0 | IBM WMQ x86 | 0 | 0 | 0 | 0 | 0 | 0 | 0 | 0 | 0 | 0 | 0 | 0 | 0 | 0 | 0 | 0 | IBM WMQ x86 | 0 | 0 | 0 | 0 | 0 | 0 | 0 | 0 | 0 | 0 | 0 | 0 | 0 | 0 | 0 | 0
IBM WPS pSeries | 0 | IBM WPS pSeries | 0 | 0 | 0 | 0 | 0 | 0 | 0 | 0 | 0 | 0 | 0 | 0 | 0 | 0 | 0 | 0 | IBM WPS pSeries | 0 | 0 | 0 | 0 | 0 | 0 | 0 | 0 | 0 | 0 | 0 | 0 | 0 | 0 | 0 | 0
IBM WPS x86 | 0 | IBM WPS x86 | 0 | 0 | 0 | 0 | 0 | 0 | 0 | 0 | 0 | 0 | 0 | 0 | 0 | 0 | 0 | 0 | IBM WPS x86 | 0 | 0 | 0 | 0 | 0 | 0 | 0 | 0 | 0 | 0 | 0 | 0 | 0 | 0 | 0 | 0
IBM WS Process Srvr | 0 | IBM WS Process Srvr | 0 | 0 | 0 | 0 | 0 | 0 | 0 | 0 | 0 | 0 | 0 | 0 | 0 | 0 | 0 | 0 | IBM WS Process Srvr | 0 | 0 | 0 | 0 | 0 | 0 | 0 | 0 | 0 | 0 | 0 | 0 | 0 | 0 | 0 | 0
IBM WS VE (Cntrlr) | 0 | IBM WS VE (Cntrlr) | 0 | 0 | 0 | 0 | 0 | 0 | 0 | 0 | 0 | 0 | 0 | 0 | 0 | 0 | 0 | 0 | IBM WS VE (Cntrlr) | 0 | 0 | 0 | 0 | 0 | 0 | 0 | 0 | 0 | 0 | 0 | 0 | 0 | 0 | 0 | 0
IBM WS VE (Node) | 0 | IBM WS VE (Node) | 0 | 0 | 0 | 0 | 0 | 0 | 0 | 0 | 0 | 0 | 0 | 0 | 0 | 0 | 0 | 0 | IBM WS VE (Node) | 0 | 0 | 0 | 0 | 0 | 0 | 0 | 0 | 0 | 0 | 0 | 0 | 0 | 0 | 0 | 0
Kana (Both) | 0 | Kana (Both) | 0 | 0 | 0 | 0 | 0 | 0 | 0 | 0 | 0 | 0 | 0 | 0 | 0 | 0 | 0 | 0 | Kana (Both) | 0 | 0 | 0 | 0 | 0 | 0 | 0 | 0 | 0 | 0 | 0 | 0 | 0 | 0 | 0 | 0
MS SQL EE (Ext) | 0 | MS SQL EE (Ext) | 0 | 0 | 0 | 0 | 0 | 0 | 0 | 0 | 0 | 0 | 0 | 0 | 0 | 0 | 0 | 0 | MS SQL EE (Ext) | 0 | 0 | 0 | 0 | 0 | 0 | 0 | 0 | 0 | 0 | 0 | 0 | 0 | 0 | 0 | 0
MS SQL EE (Int) | 0 | MS SQL EE (Int) | 0 | 0 | 0 | 0 | 0 | 0 | 0 | 0 | 0 | 0 | 0 | 0 | 0 | 0 | 0 | 0 | MS SQL EE (Int) | 0 | 0 | 0 | 0 | 0 | 0 | 0 | 0 | 0 | 0 | 0 | 0 | 0 | 0 | 0 | 0
MS SQL SE (Ext) | 0 | MS SQL SE (Ext) | 0 | 0 | 0 | 0 | 0 | 0 | 0 | 0 | 0 | 0 | 0 | 0 | 0 | 0 | 0 | 0 | MS SQL SE (Ext) | 0 | 0 | 0 | 0 | 0 | 0 | 0 | 0 | 0 | 0 | 0 | 0 | 0 | 0 | 0 | 0
MS SQL SE (Int) | 0 | MS SQL SE (Int) | 0 | 0 | 0 | 0 | 0 | 0 | 0 | 0 | 0 | 0 | 0 | 0 | 0 | 0 | 0 | 0 | MS SQL SE (Int) | 0 | 0 | 0 | 0 | 0 | 0 | 0 | 0 | 0 | 0 | 0 | 0 | 0 | 0 | 0 | 0
Oracle ASO pSeries | 0 | Oracle ASO pSeries | 0 | 0 | 0 | 0 | 0 | 0 | 0 | 0 | 0 | 0 | 0 | 0 | 0 | 0 | 0 | 0 | Oracle ASO pSeries | 0 | 0 | 0 | 0 | 0 | 0 | 0 | 0 | 0 | 0 | 0 | 0 | 0 | 0 | 0 | 0
Oracle ASO x86 | 0 | Oracle ASO x86 | 0 | 0 | 0 | 0 | 0 | 0 | 0 | 0 | 0 | 0 | 0 | 0 | 0 | 0 | 0 | 0 | Oracle ASO x86 | 0 | 0 | 0 | 0 | 0 | 0 | 0 | 0 | 0 | 0 | 0 | 0 | 0 | 0 | 0 | 0
Oracle Ext. Bundle pSeries | 0 | Oracle Ext. Bundle pSeries | 0 | 0 | 0 | 0 | 0 | 0 | 0 | 0 | 0 | 0 | 0 | 0 | 0 | 0 | 0 | 0 | Oracle Ext. Bundle pSeries | 0 | 0 | 0 | 0 | 0 | 0 | 0 | 0 | 0 | 0 | 0 | 0 | 0 | 0 | 0 | 0
Oracle Ext. Bundle x86 | 0 | Oracle Ext. Bundle x86 | 0 | 0 | 0 | 0 | 0 | 0 | 0 | 0 | 0 | 0 | 0 | 0 | 0 | 0 | 0 | 0 | Oracle Ext. Bundle x86 | 0 | 0 | 0 | 0 | 0 | 0 | 0 | 0 | 0 | 0 | 0 | 0 | 0 | 0 | 0 | 0
Oracle GG pSeries | 0 | Oracle GG pSeries | 0 | 0 | 0 | 0 | 0 | 0 | 0 | 0 | 0 | 0 | 0 | 0 | 0 | 0 | 0 | 0 | Oracle GG pSeries | 0 | 0 | 0 | 0 | 0 | 0 | 0 | 0 | 0 | 0 | 0 | 0 | 0 | 0 | 0 | 0
Oracle GG Veridata pSeries | 0 | Oracle GG x86 | 0 | 0 | 0 | 0 | 0 | 0 | 0 | 0 | 0 | 0 | 0 | 0 | 0 | 0 | 0 | 0 | Oracle GG x86 | 0 | 0 | 0 | 0 | 0 | 0 | 0 | 0 | 0 | 0 | 0 | 0 | 0 | 0 | 0 | 0
Oracle GG Veridata x86 | 0 | Oracle GG Veridata pSeries | 0 | 0 | 0 | 0 | 0 | 0 | 0 | 0 | 0 | 0 | 0 | 0 | 0 | 0 | 0 | 0 | Oracle GG Veridata pSeries | 0 | 0 | 0 | 0 | 0 | 0 | 0 | 0 | 0 | 0 | 0 | 0 | 0 | 0 | 0 | 0
Oracle GG x86 | 0 | Oracle GG Veridata x86 | 0 | 0 | 0 | 0 | 0 | 0 | 0 | 0 | 0 | 0 | 0 | 0 | 0 | 0 | 0 | 0 | Oracle GG Veridata x86 | 0 | 0 | 0 | 0 | 0 | 0 | 0 | 0 | 0 | 0 | 0 | 0 | 0 | 0 | 0 | 0
Oracle Partitioning pSeries | 0 | Oracle Partitioning pSeries | 0 | 0 | 0 | 0 | 0 | 0 | 0 | 0 | 0 | 0 | 0 | 0 | 0 | 0 | 0 | 0 | Oracle Partitioning pSeries | 0 | 0 | 0 | 0 | 0 | 0 | 0 | 0 | 0 | 0 | 0 | 0 | 0 | 0 | 0 | 0
Oracle Partitioning x86 | 0 | Oracle Partitioning x86 | 0 | 0 | 0 | 0 | 0 | 0 | 0 | 0 | 0 | 0 | 0 | 0 | 0 | 0 | 0 | 0 | Oracle Partitioning x86 | 0 | 0 | 0 | 0 | 0 | 0 | 0 | 0 | 0 | 0 | 0 | 0 | 0 | 0 | 0 | 0
Oracle RAC pSeries | 0 | Oracle RAC x86 | 0 | 0 | 68986.56 | 68986.56 | 0 | 0 | 0 | 0 | 0 | 68986.56 | 0 | 0 | 0 | 0 | 0 | 206959.68 | Oracle RAC x86 | 68986.56 | 68986.56 | 12079.36 | 12079.36 | 0 | 0 | 0 | 0 | 0 | 12079.36 | 0 | 0 | 0 | 0 | 0 | 36238.08
Oracle RAC x86 | 206959.68 | Oracle RAC pSeries | 4 | 0 | 0 | 0 | 0 | 0 | 0 | 0 | 0 | 0 | 0 | 0 | 0 | 0 | 0 | 0 | Oracle RAC pSeries | 0 | 0 | 0 | 0 | 0 | 0 | 0 | 0 | 0 | 0 | 0 | 0 | 0 | 0 | 0 | 0
Oracle Spatial pSeries | 0 | Oracle Spatial x86 | 0 | 0 | 0 | 0 | 0 | 0 | 0 | 0 | 0 | 0 | 0 | 0 | 0 | 0 | 0 | 0 | Oracle Spatial x86 | 0 | 0 | 0 | 0 | 0 | 0 | 0 | 0 | 0 | 0 | 0 | 0 | 0 | 0 | 0 | 0
Oracle Spatial x86 | 0 | Oracle Spatial pSeries | 0 | 0 | 0 | 0 | 0 | 0 | 0 | 0 | 0 | 0 | 0 | 0 | 0 | 0 | 0 | 0 | Oracle Spatial pSeries | 0 | 0 | 0 | 0 | 0 | 0 | 0 | 0 | 0 | 0 | 0 | 0 | 0 | 0 | 0 | 0
Oracle Standalone | 0 | Oracle Standalone | 0 | 0 | 0 | 0 | 0 | 0 | 0 | 0 | 0 | 0 | 0 | 0 | 0 | 0 | 0 | 0 | Oracle Standalone | 0 | 0 | 0 | 0 | 0 | 0 | 0 | 0 | 0 | 0 | 0 | 0 | 0 | 0 | 0 | 0
Oracle WebLogic pSeries | 0 | Oracle WebLogic x86 | 0 | 0 | 0 | 0 | 0 | 0 | 0 | 0 | 0 | 0 | 0 | 0 | 0 | 0 | 0 | 0 | Oracle WebLogic x86 | 0 | 0 | 0 | 0 | 0 | 0 | 0 | 0 | 0 | 0 | 0 | 0 | 0 | 0 | 0 | 0
Oracle WebLogic x86 | 0 | Oracle WebLogic pSeries | 0 | 0 | 0 | 0 | 0 | 0 | 0 | 0 | 0 | 0 | 0 | 0 | 0 | 0 | 0 | 0 | Oracle WebLogic pSeries | 0 | 0 | 0 | 0 | 0 | 0 | 0 | 0 | 0 | 0 | 0 | 0 | 0 | 0 | 0 | 0
PB Spectrum | 0 | PB Spectrum | 0 | 0 | 0 | 0 | 0 | 0 | 0 | 0 | 0 | 0 | 0 | 0 | 0 | 0 | 0 | 0 | PB Spectrum | 0 | 0 | 0 | 0 | 0 | 0 | 0 | 0 | 0 | 0 | 0 | 0 | 0 | 0 | 0 | 0
SAP BO | 0 | SAP BO | 0 | 0 | 0 | 0 | 0 | 0 | 0 | 0 | 0 | 0 | 0 | 0 | 0 | 0 | 0 | 0 | SAP BO | 0 | 0 | 0 | 0 | 0 | 0 | 0 | 0 | 0 | 0 | 0 | 0 | 0 | 0 | 0 | 0
Sterling NDM | 0 | Sterling NDM | 0 | 0 | 0 | 0 | 0 | 0 | 0 | 0 | 0 | 0 | 0 | 0 | 0 | 0 | 0 | 0 | Sterling NDM | 0 | 0 | 0 | 0 | 0 | 0 | 0 | 0 | 0 | 0 | 0 | 0 | 0 | 0 | 0 | 0
TIBCO Adapter SDK | 0 | TIBCO Adapter SDK | 0 | 0 | 0 | 0 | 0 | 0 | 0 | 0 | 0 | 0 | 0 | 0 | 0 | 0 | 0 | 0 | TIBCO Adapter SDK | 0 | 0 | 0 | 0 | 0 | 0 | 0 | 0 | 0 | 0 | 0 | 0 | 0 | 0 | 0 | 0
TIBCO AMX BPM | 0 | TIBCO AMX BPM | 0 | 0 | 0 | 0 | 0 | 0 | 0 | 0 | 0 | 0 | 0 | 0 | 0 | 0 | 0 | 0 | TIBCO AMX BPM | 0 | 0 | 0 | 0 | 0 | 0 | 0 | 0 | 0 | 0 | 0 | 0 | 0 | 0 | 0 | 0
TIBCO BE | 0 | TIBCO BE | 0 | 0 | 0 | 0 | 0 | 0 | 0 | 0 | 0 | 0 | 0 | 0 | 0 | 0 | 0 | 0 | TIBCO BE | 0 | 0 | 0 | 0 | 0 | 0 | 0 | 0 | 0 | 0 | 0 | 0 | 0 | 0 | 0 | 0
TIBCO BW | 1620000 | TIBCO BW | 0 | 0 | 1080000 | 0 | 0 | 0 | 0 | 0 | 540000 | 0 | 0 | 0 | 0 | 0 | 0 | 1620000 | TIBCO BW | 1080000 | 0 | 151200 | 0 | 0 | 0 | 0 | 0 | 75600 | 0 | 0 | 0 | 0 | 0 | 0 | 226800
TIBCO EMS | 438000 | TIBCO EMS | 0 | 0 | 294000 | 0 | 0 | 0 | 0 | 0 | 144000 | 0 | 0 | 0 | 0 | 0 | 0 | 438000 | TIBCO EMS | 294000 | 0 | 41160 | 0 | 0 | 0 | 0 | 0 | 20160 | 0 | 0 | 0 | 0 | 0 | 0 | 61320
TIBCO iProcess | 0 | TIBCO iProcess | 0 | 0 | 0 | 0 | 0 | 0 | 0 | 0 | 0 | 0 | 0 | 0 | 0 | 0 | 0 | 0 | TIBCO iProcess | 0 | 0 | 0 | 0 | 0 | 0 | 0 | 0 | 0 | 0 | 0 | 0 | 0 | 0 | 0 | 0
Veritas Cluster/CFS | 22536 | Veritas Cluster/CFS | 0 | 0 | 11268 | 0 | 11268 | 0 | 0 | 0 | 0 | 0 | 0 | 0 | 0 | 0 | 0 | 22536 | Veritas Cluster/CFS | 11268 | 0 | 2028.24 | 0 | 2028.24 | 0 | 0 | 0 | 0 | 0 | 0 | 0 | 0 | 0 | 0 | 4056.48
Grand Annual Total | 3271975.68 |  |  |  | 1700374.56 |  | 11268 | 0 | 0 | 0 | 831672 |  | 98448 |  | 98448 | 0 | 0 | 3271975.68 |  |  |  | 304747.6 |  | 2028.24 | 0 | 0 | 0 | 154728 |  | 39312 |  | 39312 | 0 | 0 | 721534.56
Monthly Totals | 272664.64

## SW Details
[54 empty] | Software License Allocation Totals by Product / Env | [16 empty] | Annual SW Cost By Product by Environment (Note: Table manually created, for additional products need to manually update table contents) | [16 empty] | Annual SW Cost By Product by Environment [After Year One - Maintenance Costs] (Note: Table manually created, for additional products need to manually update table contents)
Env Label | Sum of Ab Initio | Sum of CA APM | Sum of FinCAD | Sum of IBM BG Web Client | Sum of IBM Biz Glossary | Sum of IBM Datastage | Sum of IBM DS Designer | Sum of IBM DS IS Dir | Sum of IBM HTTP pSeries | Sum of IBM HTTP x86 | Sum of IBM Tivoli DS | Sum of IBM WAS pSeries | Sum of IBM WAS x86 | Sum of IBM WBM pSeries | Sum of IBM WMQ x86 | Sum of IBM WPS pSeries | Sum of IBM WPS x86 | Sum of IBM WS Process Srvr | Sum of IBM WS VE (Cntrlr) | Sum of IBM WS VE (Node) | Sum of MS SQL EE (Ext) | Sum of MS SQL EE (Int) | Sum of MS SQL SE (Ext) | Sum of MS SQL SE (Int) | Sum of Kana (Both) | Sum of Oracle ASO pSeries | Sum of Oracle ASO x86 | Sum of Oracle Ext. Bundle pSeries | Sum of Oracle Ext. Bundle x86 | Sum of Oracle GG pSeries | Sum of Oracle GG x86 | Sum of Oracle GG Veridata pSeries | Sum of Oracle GG Veridata x86 | Sum of Oracle Partitioning pSeries | Sum of Oracle Partitioning x86 | Sum of Oracle RAC pSeries | Sum of Oracle RAC x86 | Sum of Oracle Spatial pSeries | Sum of Oracle Spatial x86 | Sum of Oracle Standalone | Sum of Oracle WebLogic pSeries | Sum of Oracle WebLogic x86 | Sum of PB Spectrum | Sum of SAP BO | Sum of Sterling NDM | Sum of TIBCO Adapter SDK | Sum of TIBCO AMX BPM | Sum of TIBCO BE | Sum of TIBCO BW | Sum of TIBCO EMS | Sum of TIBCO iProcess | Sum of Veritas Cluster/CFS | Sum of Software Costs [Year 1] (Monthly) |  | Environments
PAT | 0 | 0 | 0 | 0 | 0 | 0 | 0 | 0 | 0 | 0 | 0 | 0 | 0 | 0 | 0 | 0 | 0 | 0 | 0 | 0 | 0 | 0 | 0 | 0 | 0 | 0 | 0 | 0 | 0 | 0 | 0 | 0 | 0 | 0 | 0 | 4 | 0 | 0 | 0 | 0 | 0 | 0 | 0 | 0 | 0 | 0 | 0 | 0 | 0 | 0 | 0 | 0 | 718.61 | Product Name | PAT | PAT/PROD | PROD | PROD2 | COB | CERT | PERF | TRAINING | UAT | UAT2 | SIT | SIT/DIT | DIT | RND | DEV | Grand Total | Product Name | PAT | PAT/PROD | PROD | PROD2 | COB | CERT | PERF | TRAINING | UAT | UAT2 | SIT | SIT/DIT | DIT | RND | DEV | Totals | Product Name | PAT | PAT/PROD | PROD | PROD2 | COB | CERT | PERF | TRAINING | UAT | UAT2 | SIT | SIT/DIT | DIT | RND | DEV | Totals
PAT/PROD | 0 | 0 | 0 | 0 | 0 | 0 | 0 | 0 | 0 | 0 | 0 | 0 | 0 | 0 | 0 | 0 | 0 | 0 | 0 | 0 | 0 | 0 | 0 | 0 | 0 | 0 | 0 | 0 | 0 | 0 | 0 | 0 | 0 | 0 | 0 | 0 | 0 | 0 | 0 | 0 | 0 | 0 | 0 | 0 | 0 | 0 | 0 | 0 | 0 | 0 | 0 | 0 | 0 | Ab Initio | 0 | 0 | 0 | 0 | 0 | 0 | 0 | 0 | 0 | 0 | 0 | 0 | 0 | 0 | 0 | 0 | Ab Initio | 0 | 0 | 0 | 0 | 0 | 0 | 0 | 0 | 0 | 0 | 0 | 0 | 0 | 0 | 0 | 0 | Ab Initio | 0 | 0 | 0 | 0 | 0 | 0 | 0 | 0 | 0 | 0 | 0 | 0 | 0 | 0 | 0 | 0
PROD | 0 | 21 | 0 | 0 | 0 | 0 | 0 | 0 | 0 | 96 | 0 | 0 | 80 | 0 | 0 | 0 | 0 | 0 | 0 | 0 | 0 | 0 | 0 | 0 | 0 | 0 | 0 | 0 | 0 | 0 | 0 | 0 | 0 | 0 | 0 | 0 | 64 | 0 | 0 | 0 | 0 | 0 | 0 | 0 | 0 | 0 | 0 | 0 | 192 | 64 | 0 | 8 | 13859.75 | CA APM | 0 | 0 | 21 | 5 | 16 | 0 | 0 | 0 | 3 | 3 | 2 | 0 | 2 | 0 | 0 | 52 | CA APM | 0 | 0 | 0 | 0 | 0 | 0 | 0 | 0 | 0 | 0 | 0 | 0 | 0 | 0 | 0 | 0 | CA APM | 0 | 0 | 0 | 0 | 0 | 0 | 0 | 0 | 0 | 0 | 0 | 0 | 0 | 0 | 0 | 0
PROD2 | 0 | 5 | 0 | 0 | 0 | 0 | 0 | 0 | 0 | 96 | 0 | 0 | 80 | 0 | 0 | 0 | 0 | 0 | 0 | 0 | 0 | 0 | 0 | 0 | 0 | 0 | 0 | 0 | 0 | 0 | 0 | 0 | 0 | 0 | 0 | 0 | 64 | 0 | 0 | 0 | 0 | 0 | 0 | 0 | 0 | 0 | 0 | 0 | 0 | 0 | 0 | 0 | 1796.525 | FinCAD | 0 | 0 | 0 | 0 | 0 | 0 | 0 | 0 | 0 | 0 | 0 | 0 | 0 | 0 | 0 | 0 | FinCAD | 0 | 0 | 0 | 0 | 0 | 0 | 0 | 0 | 0 | 0 | 0 | 0 | 0 | 0 | 0 | 0 | FinCAD | 0 | 0 | 0 | 0 | 0 | 0 | 0 | 0 | 0 | 0 | 0 | 0 | 0 | 0 | 0 | 0
COB | 0 | 16 | 0 | 0 | 0 | 0 | 0 | 0 | 0 | 0 | 0 | 0 | 0 | 0 | 0 | 0 | 0 | 0 | 0 | 0 | 0 | 0 | 0 | 0 | 0 | 0 | 0 | 0 | 0 | 0 | 0 | 0 | 0 | 0 | 0 | 0 | 0 | 0 | 0 | 0 | 0 | 0 | 0 | 0 | 0 | 0 | 0 | 0 | 0 | 0 | 0 | 8 | 6359.75 | IBM BG Web Client | 0 | 0 | 0 | 0 | 0 | 0 | 0 | 0 | 0 | 0 | 0 | 0 | 0 | 0 | 0 | 0 | IBM BG Web Client | 0 | 0 | 0 | 0 | 0 | 0 | 0 | 0 | 0 | 0 | 0 | 0 | 0 | 0 | 0 | 0 | IBM BG Web Client | 0 | 0 | 0 | 0 | 0 | 0 | 0 | 0 | 0 | 0 | 0 | 0 | 0 | 0 | 0 | 0
CERT | 0 | 0 | 0 | 0 | 0 | 0 | 0 | 0 | 0 | 0 | 0 | 0 | 0 | 0 | 0 | 0 | 0 | 0 | 0 | 0 | 0 | 0 | 0 | 0 | 0 | 0 | 0 | 0 | 0 | 0 | 0 | 0 | 0 | 0 | 0 | 0 | 0 | 0 | 0 | 0 | 0 | 0 | 0 | 0 | 0 | 0 | 0 | 0 | 0 | 0 | 0 | 0 | 0 | IBM Biz Glossary | 0 | 0 | 0 | 0 | 0 | 0 | 0 | 0 | 0 | 0 | 0 | 0 | 0 | 0 | 0 | 0 | IBM Biz Glossary | 0 | 0 | 0 | 0 | 0 | 0 | 0 | 0 | 0 | 0 | 0 | 0 | 0 | 0 | 0 | 0 | IBM Biz Glossary | 0 | 0 | 0 | 0 | 0 | 0 | 0 | 0 | 0 | 0 | 0 | 0 | 0 | 0 | 0 | 0
PERF | 0 | 0 | 0 | 0 | 0 | 0 | 0 | 0 | 0 | 0 | 0 | 0 | 0 | 0 | 0 | 0 | 0 | 0 | 0 | 0 | 0 | 0 | 0 | 0 | 0 | 0 | 0 | 0 | 0 | 0 | 0 | 0 | 0 | 0 | 0 | 0 | 0 | 0 | 0 | 0 | 0 | 0 | 0 | 0 | 0 | 0 | 0 | 0 | 0 | 0 | 0 | 0 | 0 | IBM Datastage | 0 | 0 | 0 | 0 | 0 | 0 | 0 | 0 | 0 | 0 | 0 | 0 | 0 | 0 | 0 | 0 | IBM Datastage | 0 | 0 | 0 | 0 | 0 | 0 | 0 | 0 | 0 | 0 | 0 | 0 | 0 | 0 | 0 | 0 | IBM Datastage | 0 | 0 | 0 | 0 | 0 | 0 | 0 | 0 | 0 | 0 | 0 | 0 | 0 | 0 | 0 | 0
TRAINING | 0 | 0 | 0 | 0 | 0 | 0 | 0 | 0 | 0 | 0 | 0 | 0 | 0 | 0 | 0 | 0 | 0 | 0 | 0 | 0 | 0 | 0 | 0 | 0 | 0 | 0 | 0 | 0 | 0 | 0 | 0 | 0 | 0 | 0 | 0 | 0 | 0 | 0 | 0 | 0 | 0 | 0 | 0 | 0 | 0 | 0 | 0 | 0 | 0 | 0 | 0 | 0 | 0 | IBM DS Designer | 0 | 0 | 0 | 0 | 0 | 0 | 0 | 0 | 0 | 0 | 0 | 0 | 0 | 0 | 0 | 0 | IBM DS Designer | 0 | 0 | 0 | 0 | 0 | 0 | 0 | 0 | 0 | 0 | 0 | 0 | 0 | 0 | 0 | 0 | IBM DS Designer | 0 | 0 | 0 | 0 | 0 | 0 | 0 | 0 | 0 | 0 | 0 | 0 | 0 | 0 | 0 | 0
UAT | 0 | 3 | 0 | 0 | 0 | 0 | 0 | 0 | 0 | 64 | 0 | 0 | 48 | 0 | 0 | 0 | 0 | 0 | 0 | 0 | 0 | 0 | 0 | 0 | 0 | 0 | 0 | 0 | 0 | 0 | 0 | 0 | 0 | 0 | 0 | 0 | 0 | 0 | 0 | 0 | 0 | 0 | 0 | 0 | 0 | 0 | 0 | 0 | 192 | 64 | 0 | 0 | 3517.3992 | IBM DS IS Dir | 0 | 0 | 0 | 0 | 0 | 0 | 0 | 0 | 0 | 0 | 0 | 0 | 0 | 0 | 0 | 0 | IBM DS IS Dir | 0 | 0 | 0 | 0 | 0 | 0 | 0 | 0 | 0 | 0 | 0 | 0 | 0 | 0 | 0 | 0 | IBM DS IS Dir | 0 | 0 | 0 | 0 | 0 | 0 | 0 | 0 | 0 | 0 | 0 | 0 | 0 | 0 | 0 | 0
UAT2 | 0 | 3 | 0 | 0 | 0 | 0 | 0 | 0 | 0 | 64 | 0 | 0 | 48 | 0 | 0 | 0 | 0 | 0 | 0 | 0 | 0 | 0 | 0 | 0 | 0 | 0 | 0 | 0 | 0 | 0 | 0 | 0 | 0 | 0 | 0 | 0 | 128 | 0 | 0 | 0 | 0 | 0 | 0 | 0 | 0 | 0 | 0 | 0 | 0 | 0 | 0 | 0 | 18054.88 | IBM HTTP pSeries | 0 | 0 | 0 | 0 | 0 | 0 | 0 | 0 | 0 | 0 | 0 | 0 | 0 | 0 | 0 | 0 | IBM HTTP pSeries | 0 | 0 | 0 | 0 | 0 | 0 | 0 | 0 | 0 | 0 | 0 | 0 | 0 | 0 | 0 | 0 | IBM HTTP pSeries | 0 | 0 | 0 | 0 | 0 | 0 | 0 | 0 | 0 | 0 | 0 | 0 | 0 | 0 | 0 | 0
SIT | 0 | 2 | 0 | 0 | 0 | 0 | 0 | 0 | 0 | 32 | 0 | 0 | 32 | 0 | 0 | 0 | 0 | 0 | 0 | 0 | 0 | 0 | 0 | 0 | 0 | 0 | 0 | 0 | 0 | 0 | 0 | 0 | 0 | 0 | 0 | 0 | 0 | 0 | 0 | 0 | 0 | 0 | 0 | 0 | 0 | 0 | 0 | 0 | 0 | 0 | 0 | 0 | 6750 | IBM HTTP x86 | 0 | 0 | 96 | 96 | 0 | 0 | 0 | 0 | 64 | 64 | 32 | 0 | 32 | 0 | 0 | 384 | IBM HTTP x86 | 0 | 0 | 0 | 0 | 0 | 0 | 0 | 0 | 0 | 0 | 0 | 0 | 0 | 0 | 0 | 0 | IBM HTTP x86 | 0 | 0 | 0 | 0 | 0 | 0 | 0 | 0 | 0 | 0 | 0 | 0 | 0 | 0 | 0 | 0
SIT/DIT | 0 | 0 | 0 | 0 | 0 | 0 | 0 | 0 | 0 | 0 | 0 | 0 | 0 | 0 | 0 | 0 | 0 | 0 | 0 | 0 | 0 | 0 | 0 | 0 | 0 | 0 | 0 | 0 | 0 | 0 | 0 | 0 | 0 | 0 | 0 | 0 | 0 | 0 | 0 | 0 | 0 | 0 | 0 | 0 | 0 | 0 | 0 | 0 | 0 | 0 | 0 | 0 | 512.75 | IBM Tivoli DS | 0 | 0 | 0 | 0 | 0 | 0 | 0 | 0 | 0 | 0 | 0 | 0 | 0 | 0 | 0 | 0 | IBM Tivoli DS | 0 | 0 | 0 | 0 | 0 | 0 | 0 | 0 | 0 | 0 | 0 | 0 | 0 | 0 | 0 | 0 | IBM Tivoli DS | 0 | 0 | 0 | 0 | 0 | 0 | 0 | 0 | 0 | 0 | 0 | 0 | 0 | 0 | 0 | 0
DIT | 0 | 2 | 0 | 0 | 0 | 0 | 0 | 0 | 0 | 32 | 0 | 0 | 32 | 0 | 0 | 0 | 0 | 0 | 0 | 0 | 0 | 0 | 0 | 0 | 0 | 0 | 0 | 0 | 0 | 0 | 0 | 0 | 0 | 0 | 0 | 0 | 0 | 0 | 0 | 0 | 0 | 0 | 0 | 0 | 0 | 0 | 0 | 0 | 0 | 0 | 0 | 0 | 0 | IBM WAS pSeries | 0 | 0 | 0 | 0 | 0 | 0 | 0 | 0 | 0 | 0 | 0 | 0 | 0 | 0 | 0 | 0 | IBM WAS pSeries | 0 | 0 | 0 | 0 | 0 | 0 | 0 | 0 | 0 | 0 | 0 | 0 | 0 | 0 | 0 | 0 | IBM WAS pSeries | 0 | 0 | 0 | 0 | 0 | 0 | 0 | 0 | 0 | 0 | 0 | 0 | 0 | 0 | 0 | 0
RND | 0 | 0 | 0 | 0 | 0 | 0 | 0 | 0 | 0 | 0 | 0 | 0 | 0 | 0 | 0 | 0 | 0 | 0 | 0 | 0 | 0 | 0 | 0 | 0 | 0 | 0 | 0 | 0 | 0 | 0 | 0 | 0 | 0 | 0 | 0 | 0 | 0 | 0 | 0 | 0 | 0 | 0 | 0 | 0 | 0 | 0 | 0 | 0 | 0 | 0 | 0 | 0 | 0 | IBM WAS x86 | 0 | 0 | 80 | 80 | 0 | 0 | 0 | 0 | 48 | 48 | 32 | 0 | 32 | 0 | 0 | 320 | IBM WAS x86 | 0 | 0 | 246120 | 246120 | 0 | 0 | 0 | 0 | 147672 | 147672 | 98448 | 0 | 98448 | 0 | 0 | 984480 | IBM WAS x86 | 246120 | 246120 | 98280 | 98280 | 0 | 0 | 0 | 0 | 58968 | 58968 | 39312 | 0 | 39312 | 0 | 0 | 393120
DEV | 0 | 0 | 0 | 0 | 0 | 0 | 0 | 0 | 0 | 0 | 0 | 0 | 0 | 0 | 0 | 0 | 0 | 0 | 0 | 0 | 0 | 0 | 0 | 0 | 0 | 0 | 0 | 0 | 0 | 0 | 0 | 0 | 0 | 0 | 0 | 0 | 0 | 0 | 0 | 0 | 0 | 0 | 0 | 0 | 0 | 0 | 0 | 0 | 0 | 0 | 0 | 0 | 0 | IBM WBM pSeries | 0 | 0 | 0 | 0 | 0 | 0 | 0 | 0 | 0 | 0 | 0 | 0 | 0 | 0 | 0 | 0 | IBM WBM pSeries | 0 | 0 | 0 | 0 | 0 | 0 | 0 | 0 | 0 | 0 | 0 | 0 | 0 | 0 | 0 | 0 | IBM WBM pSeries | 0 | 0 | 0 | 0 | 0 | 0 | 0 | 0 | 0 | 0 | 0 | 0 | 0 | 0 | 0 | 0
Grand Total | 0 | 52 | 0 | 0 | 0 | 0 | 0 | 0 | 0 | 384 | 0 | 0 | 320 | 0 | 0 | 0 | 0 | 0 | 0 | 0 | 0 | 0 | 0 | 0 | 0 | 0 | 0 | 0 | 0 | 0 | 0 | 0 | 0 | 0 | 0 | 4 | 256 | 0 | 0 | 0 | 0 | 0 | 0 | 0 | 0 | 0 | 0 | 0 | 384 | 128 | 0 | 16 | 51569.6642 | IBM WMQ x86 | 0 | 0 | 0 | 0 | 0 | 0 | 0 | 0 | 0 | 0 | 0 | 0 | 0 | 0 | 0 | 0 | IBM WMQ x86 | 0 | 0 | 0 | 0 | 0 | 0 | 0 | 0 | 0 | 0 | 0 | 0 | 0 | 0 | 0 | 0 | IBM WMQ x86 | 0 | 0 | 0 | 0 | 0 | 0 | 0 | 0 | 0 | 0 | 0 | 0 | 0 | 0 | 0 | 0
[54 empty] | IBM WPS pSeries | 0 | 0 | 0 | 0 | 0 | 0 | 0 | 0 | 0 | 0 | 0 | 0 | 0 | 0 | 0 | 0 | IBM WPS pSeries | 0 | 0 | 0 | 0 | 0 | 0 | 0 | 0 | 0 | 0 | 0 | 0 | 0 | 0 | 0 | 0 | IBM WPS pSeries | 0 | 0 | 0 | 0 | 0 | 0 | 0 | 0 | 0 | 0 | 0 | 0 | 0 | 0 | 0 | 0
[54 empty] | IBM WPS x86 | 0 | 0 | 0 | 0 | 0 | 0 | 0 | 0 | 0 | 0 | 0 | 0 | 0 | 0 | 0 | 0 | IBM WPS x86 | 0 | 0 | 0 | 0 | 0 | 0 | 0 | 0 | 0 | 0 | 0 | 0 | 0 | 0 | 0 | 0 | IBM WPS x86 | 0 | 0 | 0 | 0 | 0 | 0 | 0 | 0 | 0 | 0 | 0 | 0 | 0 | 0 | 0 | 0
[54 empty] | IBM WS Process Srvr | 0 | 0 | 0 | 0 | 0 | 0 | 0 | 0 | 0 | 0 | 0 | 0 | 0 | 0 | 0 | 0 | IBM WS Process Srvr | 0 | 0 | 0 | 0 | 0 | 0 | 0 | 0 | 0 | 0 | 0 | 0 | 0 | 0 | 0 | 0 | IBM WS Process Srvr | 0 | 0 | 0 | 0 | 0 | 0 | 0 | 0 | 0 | 0 | 0 | 0 | 0 | 0 | 0 | 0
[54 empty] | IBM WS VE (Cntrlr) | 0 | 0 | 0 | 0 | 0 | 0 | 0 | 0 | 0 | 0 | 0 | 0 | 0 | 0 | 0 | 0 | IBM WS VE (Cntrlr) | 0 | 0 | 0 | 0 | 0 | 0 | 0 | 0 | 0 | 0 | 0 | 0 | 0 | 0 | 0 | 0 | IBM WS VE (Cntrlr) | 0 | 0 | 0 | 0 | 0 | 0 | 0 | 0 | 0 | 0 | 0 | 0 | 0 | 0 | 0 | 0
[54 empty] | IBM WS VE (Node) | 0 | 0 | 0 | 0 | 0 | 0 | 0 | 0 | 0 | 0 | 0 | 0 | 0 | 0 | 0 | 0 | IBM WS VE (Node) | 0 | 0 | 0 | 0 | 0 | 0 | 0 | 0 | 0 | 0 | 0 | 0 | 0 | 0 | 0 | 0 | IBM WS VE (Node) | 0 | 0 | 0 | 0 | 0 | 0 | 0 | 0 | 0 | 0 | 0 | 0 | 0 | 0 | 0 | 0
[54 empty] | Kana (Both) | 0 | 0 | 0 | 0 | 0 | 0 | 0 | 0 | 0 | 0 | 0 | 0 | 0 | 0 | 0 | 0 | Kana (Both) | 0 | 0 | 0 | 0 | 0 | 0 | 0 | 0 | 0 | 0 | 0 | 0 | 0 | 0 | 0 | 0 | Kana (Both) | 0 | 0 | 0 | 0 | 0 | 0 | 0 | 0 | 0 | 0 | 0 | 0 | 0 | 0 | 0 | 0
[54 empty] | MS SQL EE (Ext) | 0 | 0 | 0 | 0 | 0 | 0 | 0 | 0 | 0 | 0 | 0 | 0 | 0 | 0 | 0 | 0 | MS SQL EE (Ext) | 0 | 0 | 0 | 0 | 0 | 0 | 0 | 0 | 0 | 0 | 0 | 0 | 0 | 0 | 0 | 0 | MS SQL EE (Ext) | 0 | 0 | 0 | 0 | 0 | 0 | 0 | 0 | 0 | 0 | 0 | 0 | 0 | 0 | 0 | 0
[54 empty] | MS SQL EE (Int) | 0 | 0 | 0 | 0 | 0 | 0 | 0 | 0 | 0 | 0 | 0 | 0 | 0 | 0 | 0 | 0 | MS SQL EE (Int) | 0 | 0 | 0 | 0 | 0 | 0 | 0 | 0 | 0 | 0 | 0 | 0 | 0 | 0 | 0 | 0 | MS SQL EE (Int) | 0 | 0 | 0 | 0 | 0 | 0 | 0 | 0 | 0 | 0 | 0 | 0 | 0 | 0 | 0 | 0
[54 empty] | MS SQL SE (Ext) | 0 | 0 | 0 | 0 | 0 | 0 | 0 | 0 | 0 | 0 | 0 | 0 | 0 | 0 | 0 | 0 | MS SQL SE (Ext) | 0 | 0 | 0 | 0 | 0 | 0 | 0 | 0 | 0 | 0 | 0 | 0 | 0 | 0 | 0 | 0 | MS SQL SE (Ext) | 0 | 0 | 0 | 0 | 0 | 0 | 0 | 0 | 0 | 0 | 0 | 0 | 0 | 0 | 0 | 0
[54 empty] | MS SQL SE (Int) | 0 | 0 | 0 | 0 | 0 | 0 | 0 | 0 | 0 | 0 | 0 | 0 | 0 | 0 | 0 | 0 | MS SQL SE (Int) | 0 | 0 | 0 | 0 | 0 | 0 | 0 | 0 | 0 | 0 | 0 | 0 | 0 | 0 | 0 | 0 | MS SQL SE (Int) | 0 | 0 | 0 | 0 | 0 | 0 | 0 | 0 | 0 | 0 | 0 | 0 | 0 | 0 | 0 | 0
[54 empty] | Oracle ASO pSeries | 0 | 0 | 0 | 0 | 0 | 0 | 0 | 0 | 0 | 0 | 0 | 0 | 0 | 0 | 0 | 0 | Oracle ASO pSeries | 0 | 0 | 0 | 0 | 0 | 0 | 0 | 0 | 0 | 0 | 0 | 0 | 0 | 0 | 0 | 0 | Oracle ASO pSeries | 0 | 0 | 0 | 0 | 0 | 0 | 0 | 0 | 0 | 0 | 0 | 0 | 0 | 0 | 0 | 0
[54 empty] | Oracle ASO x86 | 0 | 0 | 0 | 0 | 0 | 0 | 0 | 0 | 0 | 0 | 0 | 0 | 0 | 0 | 0 | 0 | Oracle ASO x86 | 0 | 0 | 0 | 0 | 0 | 0 | 0 | 0 | 0 | 0 | 0 | 0 | 0 | 0 | 0 | 0 | Oracle ASO x86 | 0 | 0 | 0 | 0 | 0 | 0 | 0 | 0 | 0 | 0 | 0 | 0 | 0 | 0 | 0 | 0
[54 empty] | Oracle Ext. Bundle pSeries | 0 | 0 | 0 | 0 | 0 | 0 | 0 | 0 | 0 | 0 | 0 | 0 | 0 | 0 | 0 | 0 | Oracle Ext. Bundle pSeries | 0 | 0 | 0 | 0 | 0 | 0 | 0 | 0 | 0 | 0 | 0 | 0 | 0 | 0 | 0 | 0 | Oracle Ext. Bundle pSeries | 0 | 0 | 0 | 0 | 0 | 0 | 0 | 0 | 0 | 0 | 0 | 0 | 0 | 0 | 0 | 0
[54 empty] | Oracle Ext. Bundle x86 | 0 | 0 | 0 | 0 | 0 | 0 | 0 | 0 | 0 | 0 | 0 | 0 | 0 | 0 | 0 | 0 | Oracle Ext. Bundle x86 | 0 | 0 | 0 | 0 | 0 | 0 | 0 | 0 | 0 | 0 | 0 | 0 | 0 | 0 | 0 | 0 | Oracle Ext. Bundle x86 | 0 | 0 | 0 | 0 | 0 | 0 | 0 | 0 | 0 | 0 | 0 | 0 | 0 | 0 | 0 | 0
[54 empty] | Oracle GG pSeries | 0 | 0 | 0 | 0 | 0 | 0 | 0 | 0 | 0 | 0 | 0 | 0 | 0 | 0 | 0 | 0 | Oracle GG pSeries | 0 | 0 | 0 | 0 | 0 | 0 | 0 | 0 | 0 | 0 | 0 | 0 | 0 | 0 | 0 | 0 | Oracle GG pSeries | 0 | 0 | 0 | 0 | 0 | 0 | 0 | 0 | 0 | 0 | 0 | 0 | 0 | 0 | 0 | 0
[54 empty] | Oracle GG x86 | 0 | 0 | 0 | 0 | 0 | 0 | 0 | 0 | 0 | 0 | 0 | 0 | 0 | 0 | 0 | 0 | Oracle GG x86 | 0 | 0 | 0 | 0 | 0 | 0 | 0 | 0 | 0 | 0 | 0 | 0 | 0 | 0 | 0 | 0 | Oracle GG x86 | 0 | 0 | 0 | 0 | 0 | 0 | 0 | 0 | 0 | 0 | 0 | 0 | 0 | 0 | 0 | 0
[54 empty] | Oracle GG Veridata pSeries | 0 | 0 | 0 | 0 | 0 | 0 | 0 | 0 | 0 | 0 | 0 | 0 | 0 | 0 | 0 | 0 | Oracle GG Veridata pSeries | 0 | 0 | 0 | 0 | 0 | 0 | 0 | 0 | 0 | 0 | 0 | 0 | 0 | 0 | 0 | 0 | Oracle GG Veridata pSeries | 0 | 0 | 0 | 0 | 0 | 0 | 0 | 0 | 0 | 0 | 0 | 0 | 0 | 0 | 0 | 0
[54 empty] | Oracle GG Veridata x86 | 0 | 0 | 0 | 0 | 0 | 0 | 0 | 0 | 0 | 0 | 0 | 0 | 0 | 0 | 0 | 0 | Oracle GG Veridata x86 | 0 | 0 | 0 | 0 | 0 | 0 | 0 | 0 | 0 | 0 | 0 | 0 | 0 | 0 | 0 | 0 | Oracle GG Veridata x86 | 0 | 0 | 0 | 0 | 0 | 0 | 0 | 0 | 0 | 0 | 0 | 0 | 0 | 0 | 0 | 0
[54 empty] | Oracle Partitioning pSeries | 0 | 0 | 0 | 0 | 0 | 0 | 0 | 0 | 0 | 0 | 0 | 0 | 0 | 0 | 0 | 0 | Oracle Partitioning pSeries | 0 | 0 | 0 | 0 | 0 | 0 | 0 | 0 | 0 | 0 | 0 | 0 | 0 | 0 | 0 | 0 | Oracle Partitioning pSeries | 0 | 0 | 0 | 0 | 0 | 0 | 0 | 0 | 0 | 0 | 0 | 0 | 0 | 0 | 0 | 0
[54 empty] | Oracle Partitioning x86 | 0 | 0 | 0 | 0 | 0 | 0 | 0 | 0 | 0 | 0 | 0 | 0 | 0 | 0 | 0 | 0 | Oracle Partitioning x86 | 0 | 0 | 0 | 0 | 0 | 0 | 0 | 0 | 0 | 0 | 0 | 0 | 0 | 0 | 0 | 0 | Oracle Partitioning x86 | 0 | 0 | 0 | 0 | 0 | 0 | 0 | 0 | 0 | 0 | 0 | 0 | 0 | 0 | 0 | 0
[54 empty] | Oracle RAC x86 | 0 | 0 | 64 | 64 | 0 | 0 | 0 | 0 | 0 | 128 | 0 | 0 | 0 | 0 | 0 | 256 | Oracle RAC x86 | 0 | 0 | 68986.56 | 68986.56 | 0 | 0 | 0 | 0 | 0 | 68986.56 | 0 | 0 | 0 | 0 | 0 | 206959.68 | Oracle RAC x86 | 68986.56 | 68986.56 | 12079.36 | 12079.36 | 0 | 0 | 0 | 0 | 0 | 12079.36 | 0 | 0 | 0 | 0 | 0 | 36238.08
[54 empty] | Oracle RAC pSeries | 4 | 0 | 0 | 0 | 0 | 0 | 0 | 0 | 0 | 0 | 0 | 0 | 0 | 0 | 0 | 4 | Oracle RAC pSeries | 4 | 0 | 0 | 0 | 0 | 0 | 0 | 0 | 0 | 0 | 0 | 0 | 0 | 0 | 0 | 0 | Oracle RAC pSeries | 0 | 0 | 0 | 0 | 0 | 0 | 0 | 0 | 0 | 0 | 0 | 0 | 0 | 0 | 0 | 0
[54 empty] | Oracle Spatial x86 | 0 | 0 | 0 | 0 | 0 | 0 | 0 | 0 | 0 | 0 | 0 | 0 | 0 | 0 | 0 | 0 | Oracle Spatial x86 | 0 | 0 | 0 | 0 | 0 | 0 | 0 | 0 | 0 | 0 | 0 | 0 | 0 | 0 | 0 | 0 | Oracle Spatial x86 | 0 | 0 | 0 | 0 | 0 | 0 | 0 | 0 | 0 | 0 | 0 | 0 | 0 | 0 | 0 | 0
[54 empty] | Oracle Spatial pSeries | 0 | 0 | 0 | 0 | 0 | 0 | 0 | 0 | 0 | 0 | 0 | 0 | 0 | 0 | 0 | 0 | Oracle Spatial pSeries | 0 | 0 | 0 | 0 | 0 | 0 | 0 | 0 | 0 | 0 | 0 | 0 | 0 | 0 | 0 | 0 | Oracle Spatial pSeries | 0 | 0 | 0 | 0 | 0 | 0 | 0 | 0 | 0 | 0 | 0 | 0 | 0 | 0 | 0 | 0
[54 empty] | Oracle Standalone | 0 | 0 | 0 | 0 | 0 | 0 | 0 | 0 | 0 | 0 | 0 | 0 | 0 | 0 | 0 | 0 | Oracle Standalone | 0 | 0 | 0 | 0 | 0 | 0 | 0 | 0 | 0 | 0 | 0 | 0 | 0 | 0 | 0 | 0 | Oracle Standalone | 0 | 0 | 0 | 0 | 0 | 0 | 0 | 0 | 0 | 0 | 0 | 0 | 0 | 0 | 0 | 0
[54 empty] | Oracle WebLogic x86 | 0 | 0 | 0 | 0 | 0 | 0 | 0 | 0 | 0 | 0 | 0 | 0 | 0 | 0 | 0 | 0 | Oracle WebLogic x86 | 0 | 0 | 0 | 0 | 0 | 0 | 0 | 0 | 0 | 0 | 0 | 0 | 0 | 0 | 0 | 0 | Oracle WebLogic x86 | 0 | 0 | 0 | 0 | 0 | 0 | 0 | 0 | 0 | 0 | 0 | 0 | 0 | 0 | 0 | 0
[54 empty] | Oracle WebLogic pSeries | 0 | 0 | 0 | 0 | 0 | 0 | 0 | 0 | 0 | 0 | 0 | 0 | 0 | 0 | 0 | 0 | Oracle WebLogic pSeries | 0 | 0 | 0 | 0 | 0 | 0 | 0 | 0 | 0 | 0 | 0 | 0 | 0 | 0 | 0 | 0 | Oracle WebLogic pSeries | 0 | 0 | 0 | 0 | 0 | 0 | 0 | 0 | 0 | 0 | 0 | 0 | 0 | 0 | 0 | 0
[54 empty] | PB Spectrum | 0 | 0 | 0 | 0 | 0 | 0 | 0 | 0 | 0 | 0 | 0 | 0 | 0 | 0 | 0 | 0 | PB Spectrum | 0 | 0 | 0 | 0 | 0 | 0 | 0 | 0 | 0 | 0 | 0 | 0 | 0 | 0 | 0 | 0 | PB Spectrum | 0 | 0 | 0 | 0 | 0 | 0 | 0 | 0 | 0 | 0 | 0 | 0 | 0 | 0 | 0 | 0
[54 empty] | SAP BO | 0 | 0 | 0 | 0 | 0 | 0 | 0 | 0 | 0 | 0 | 0 | 0 | 0 | 0 | 0 | 0 | SAP BO | 0 | 0 | 0 | 0 | 0 | 0 | 0 | 0 | 0 | 0 | 0 | 0 | 0 | 0 | 0 | 0 | SAP BO | 0 | 0 | 0 | 0 | 0 | 0 | 0 | 0 | 0 | 0 | 0 | 0 | 0 | 0 | 0 | 0
[54 empty] | Sterling NDM | 0 | 0 | 0 | 0 | 0 | 0 | 0 | 0 | 0 | 0 | 0 | 0 | 0 | 0 | 0 | 0 | Sterling NDM | 0 | 0 | 0 | 0 | 0 | 0 | 0 | 0 | 0 | 0 | 0 | 0 | 0 | 0 | 0 | 0 | Sterling NDM | 0 | 0 | 0 | 0 | 0 | 0 | 0 | 0 | 0 | 0 | 0 | 0 | 0 | 0 | 0 | 0
[54 empty] | TIBCO Adapter SDK | 0 | 0 | 0 | 0 | 0 | 0 | 0 | 0 | 0 | 0 | 0 | 0 | 0 | 0 | 0 | 0 | TIBCO Adapter SDK | 0 | 0 | 0 | 0 | 0 | 0 | 0 | 0 | 0 | 0 | 0 | 0 | 0 | 0 | 0 | 0 | TIBCO Adapter SDK | 0 | 0 | 0 | 0 | 0 | 0 | 0 | 0 | 0 | 0 | 0 | 0 | 0 | 0 | 0 | 0
[54 empty] | TIBCO AMX BPM | 0 | 0 | 0 | 0 | 0 | 0 | 0 | 0 | 0 | 0 | 0 | 0 | 0 | 0 | 0 | 0 | TIBCO AMX BPM | 0 | 0 | 0 | 0 | 0 | 0 | 0 | 0 | 0 | 0 | 0 | 0 | 0 | 0 | 0 | 0 | TIBCO AMX BPM | 0 | 0 | 0 | 0 | 0 | 0 | 0 | 0 | 0 | 0 | 0 | 0 | 0 | 0 | 0 | 0
[54 empty] | TIBCO BE | 0 | 0 | 0 | 0 | 0 | 0 | 0 | 0 | 0 | 0 | 0 | 0 | 0 | 0 | 0 | 0 | TIBCO BE | 0 | 0 | 0 | 0 | 0 | 0 | 0 | 0 | 0 | 0 | 0 | 0 | 0 | 0 | 0 | 0 | TIBCO BE | 0 | 0 | 0 | 0 | 0 | 0 | 0 | 0 | 0 | 0 | 0 | 0 | 0 | 0 | 0 | 0
[54 empty] | TIBCO BW | 0 | 0 | 192 | 0 | 0 | 0 | 0 | 0 | 192 | 0 | 0 | 0 | 0 | 0 | 0 | 384 | TIBCO BW | 0 | 0 | 1080000 | 0 | 0 | 0 | 0 | 0 | 540000 | 0 | 0 | 0 | 0 | 0 | 0 | 1620000 | TIBCO BW | 1080000 | 0 | 151200 | 0 | 0 | 0 | 0 | 0 | 75600 | 0 | 0 | 0 | 0 | 0 | 0 | 226800
[54 empty] | TIBCO EMS | 0 | 0 | 64 | 0 | 0 | 0 | 0 | 0 | 64 | 0 | 0 | 0 | 0 | 0 | 0 | 128 | TIBCO EMS | 0 | 0 | 294000 | 0 | 0 | 0 | 0 | 0 | 144000 | 0 | 0 | 0 | 0 | 0 | 0 | 438000 | TIBCO EMS | 294000 | 0 | 41160 | 0 | 0 | 0 | 0 | 0 | 20160 | 0 | 0 | 0 | 0 | 0 | 0 | 61320
[54 empty] | TIBCO iProcess | 0 | 0 | 0 | 0 | 0 | 0 | 0 | 0 | 0 | 0 | 0 | 0 | 0 | 0 | 0 | 0 | TIBCO iProcess | 0 | 0 | 0 | 0 | 0 | 0 | 0 | 0 | 0 | 0 | 0 | 0 | 0 | 0 | 0 | 0 | TIBCO iProcess | 0 | 0 | 0 | 0 | 0 | 0 | 0 | 0 | 0 | 0 | 0 | 0 | 0 | 0 | 0 | 0
[54 empty] | Veritas Cluster/CFS | 0 | 0 | 8 | 0 | 8 | 0 | 0 | 0 | 0 | 0 | 0 | 0 | 0 | 0 | 0 | 16 | Veritas Cluster/CFS | 0 | 0 | 11268 | 0 | 11268 | 0 | 0 | 0 | 0 | 0 | 0 | 0 | 0 | 0 | 0 | 22536 | Veritas Cluster/CFS | 11268 | 0 | 2028.24 | 0 | 2028.24 | 0 | 0 | 0 | 0 | 0 | 0 | 0 | 0 | 0 | 0 | 4056.48
[71 empty] | Total |  |  | 1700374.56 |  | 11268 | 0 | 0 | 0 | 831672 |  | 98448 |  | 98448 | 0 | 0 | 3271975.68 | Total |  |  | 304747.6 |  | 2028.24 | 0 | 0 | 0 | 154728 |  | 39312 |  | 39312 | 0 | 0 | 721534.56

## SW_Unit_costs
Citi Software Pricing Schedule
Vendor | Environment | Platform | Product | Prod Alias | Licensing Rule | SW Cost (Annual) | Maintenance (Annual) | Include Maint in Year 1? | Year 1 Costs | Product Name | Licensing Rule | Required SW | PROD | COB | CERT | PERF | TRAINING | UAT | SIT | DIT | DEV | RND | Product Name | PROD | COB | CERT | PERF | TRAINING | UAT | SIT | DIT | DEV | RND
Ab initio | All | pSeries | ab initio (p7 3.86) | Ab Initio | Cores | 161208 | 29017.44 | Yes | 190225.44 | Ab Initio | Cores |  | 190225.44 | 190225.44 | 190225.44 | 190225.44 | 190225.44 | 190225.44 | 190225.44 | 190225.44 | 190225.44 | 190225.44 | Ab Initio | 29017.44 | 29017.44 | 29017.44 | 29017.44 | 29017.44 | 29017.44 | 29017.44 | 29017.44 | 29017.44 | 29017.44
CA | Non-Dev | All | CA Application Performance Manager | CA APM | Per Server | 0 | 0 | No | 0 | CA APM | Per Server |  | 0 | 0 | 0 | 0 | 0 | 0 | 0 | 0 | 0 | 0 | CA APM | 0 | 0 | 0 | 0 | 0 | 0 | 0 | 0 | 0 | 0
CA | Dev | All | CA Application Performance Manager | CA APM | Per Server | 0 | 0 | No | 0 | FinCAD | Per Server |  | 52500 | 52500 | 52500 | 52500 | 52500 | 52500 | 52500 | 52500 | 52500 | 52500 | FinCAD | 0 | 0 | 0 | 0 | 0 | 0 | 0 | 0 | 0 | 0
FinCAD | All | x86 | FinCAD for Developers (3-Yr License) | FinCAD | Per Server | 52500 | 0 | No | 52500 | IBM BG Web Client | Cores |  | 6660 | 6660 | 6660 | 6660 | 6660 | 6660 | 6660 | 6660 | 6660 | 6660 | IBM BG Web Client | 1332 | 1332 | 1332 | 1332 | 1332 | 1332 | 1332 | 1332 | 1332 | 1332
IBM | Prod | pSeries | IBM Business Glossary (per Core) | IBM Biz Glossary | Cores | 26784 | 5364 | No | 26784 | IBM Biz Glossary | Cores |  | 26784 | 26784 | 13320 | 13320 | 13320 | 13320 | 13320 | 13320 | 13320 | 13320 | IBM Biz Glossary | 5364 | 5364 | 2664 | 2664 | 2664 | 2664 | 2664 | 2664 | 2664 | 2664
IBM | Non-Prod | pSeries | IBM Business Glossary (per Core) | IBM Biz Glossary | Cores | 13320 | 2664 | No | 13320 | IBM Datastage | Cores |  | 22140 | 22140 | 11052 | 11052 | 11052 | 11052 | 11052 | 11052 | 11052 | 11052 | IBM Datastage | 8856 | 8856 | 4428 | 4428 | 4428 | 4428 | 4428 | 4428 | 4428 | 4428
IBM | All | pSeries | IBM Business Glossary Web Client | IBM BG Web Client | CPU | 6660 | 1332 | No | 6660 | IBM DS Designer | Cores |  | 2004 | 2004 | 2004 | 2004 | 2004 | 2004 | 2004 | 2004 | 2004 | 2004 | IBM DS Designer | 668 | 668 | 668 | 668 | 668 | 668 | 668 | 668 | 668 | 668
IBM | All | x86 | IBM Datastage & QualityStage Designer | IBM DS Designer | Cores | 2004 | 668 | No | 2004 | IBM DS IS Dir | Cores |  | 24048 | 24048 | 24 | 24 | 24 | 24 | 24 | 24 | 24 | 24 | IBM DS IS Dir | 8010 | 8010 | 12 | 12 | 12 | 12 | 12 | 12 | 12 | 12
IBM | Prod | pSeries | IBM Datastage (per Core) | IBM Datastage | Cores | 22140 | 8856 | No | 22140 | IBM HTTP pSeries | Cores |  | 0 | 0 | 0 | 0 | 0 | 0 | 0 | 0 | 0 | 0 | IBM HTTP pSeries | 0 | 0 | 0 | 0 | 0 | 0 | 0 | 0 | 0 | 0
IBM | Non-Prod | pSeries | IBM Datastage (per Core) | IBM Datastage | Cores | 11052 | 4428 | No | 11052 | IBM HTTP x86 | Cores |  | 0 | 0 | 0 | 0 | 0 | 0 | 0 | 0 | 0 | 0 | IBM HTTP x86 | 0 | 0 | 0 | 0 | 0 | 0 | 0 | 0 | 0 | 0
IBM | Prod | pSeries | IBM HTTP Server pSeries | IBM HTTP pSeries | Cores | 0 | 0 | No | 0 | IBM Tivoli DS | Cores |  | 8424 | 8424 | 8424 | 8424 | 8424 | 8424 | 8424 | 8424 | 8424 | 8424 | IBM Tivoli DS | 1684.8 | 1684.8 | 1684.8 | 1684.8 | 1684.8 | 1684.8 | 1684.8 | 1684.8 | 1684.8 | 1684.8
IBM | Non-Prod | pSeries | IBM HTTP Server pSeries | IBM HTTP pSeries | Cores | 0 | 0 | No | 0 | IBM WAS pSeries | Cores | CA APM | 5274 | 5274 | 5274 | 5274 | 5274 | 5274 | 5274 | 5274 | 5274 | 5274 | IBM WAS pSeries | 2106 | 2106 | 2106 | 2106 | 2106 | 2106 | 2106 | 2106 | 2106 | 2106
IBM | All | x86 | IBM HTTP Server x86 | IBM HTTP x86 | Cores | 0 | 0 | No | 0 | IBM WAS x86 | Cores | CA APM | 3076.5 | 3076.5 | 3076.5 | 3076.5 | 3076.5 | 3076.5 | 3076.5 | 3076.5 | 3076.5 | 3076.5 | IBM WAS x86 | 1228.5 | 1228.5 | 1228.5 | 1228.5 | 1228.5 | 1228.5 | 1228.5 | 1228.5 | 1228.5 | 1228.5
IBM | Prod | pSeries | IBM InfoSphere Info Svcs Director | IBM DS IS Dir | Cores | 24048 | 8010 | No | 24048 | IBM WBM pSeries | Cores |  | 56570.4 | 56570.4 | 56570.4 | 56570.4 | 56570.4 | 56570.4 | 56570.4 | 56570.4 | 56570.4 | 56570.4 | IBM WBM pSeries | 11289.6 | 11289.6 | 11289.6 | 11289.6 | 11289.6 | 11289.6 | 11289.6 | 11289.6 | 11289.6 | 11289.6
IBM | Non-Prod | pSeries | IBM InfoSphere Info Svcs Director | IBM DS IS Dir | Cores | 24 | 12 | No | 24 | IBM WMQ x86 | Cores | CA APM | 2449.02 | 2449.02 | 2449.02 | 2449.02 | 2449.02 | 2449.02 | 2449.02 | 2449.02 | 2449.02 | 2449.02 | IBM WMQ x86 | 489.72 | 489.72 | 489.72 | 489.72 | 489.72 | 489.72 | 489.72 | 489.72 | 489.72 | 489.72
IBM | All | pSeries | IBM Tivoli Directory Server | IBM Tivoli DS | Cores | 8424 | 1684.8 | No | 8424 | IBM WPS pSeries | Cores | CA APM | 42638.4 | 42638.4 | 42638.4 | 42638.4 | 42638.4 | 42638.4 | 42638.4 | 42638.4 | 42638.4 | 42638.4 | IBM WPS pSeries | 8539.2 | 8539.2 | 8539.2 | 8539.2 | 8539.2 | 8539.2 | 8539.2 | 8539.2 | 8539.2 | 8539.2
IBM | All | pSeries | IBM WebSphere Application Server ND | IBM WAS pSeries | Cores | 5274 | 2106 | No | 5274 | IBM WPS x86 | Cores | CA APM | 24872.4 | 24872.4 | 24872.4 | 24872.4 | 24872.4 | 24872.4 | 24872.4 | 24872.4 | 24872.4 | 24872.4 | IBM WPS x86 | 4981.2 | 4981.2 | 4981.2 | 4981.2 | 4981.2 | 4981.2 | 4981.2 | 4981.2 | 4981.2 | 4981.2
IBM | All | x86 | IBM WebSphere Application Server ND | IBM WAS x86 | Cores | 3076.5 | 1228.5 | No | 3076.5 | IBM WS Process Srvr | Cores |  | 28656 | 28656 | 28656 | 28656 | 28656 | 28656 | 28656 | 28656 | 28656 | 28656 | IBM WS Process Srvr | 11642.4 | 11642.4 | 11642.4 | 11642.4 | 11642.4 | 11642.4 | 11642.4 | 11642.4 | 11642.4 | 11642.4
IBM | All | pSeries | IBM WebSphere Business Monitor | IBM WBM pSeries | Cores | 56570.4 | 11289.6 | No | 56570.4 | IBM WS VE (Cntrlr) | Cores |  | 7963.2 | 7963.2 | 7963.2 | 7963.2 | 7963.2 | 7963.2 | 7963.2 | 7963.2 | 7963.2 | 7963.2 | IBM WS VE (Cntrlr) | 2650.8 | 2650.8 | 2650.8 | 2650.8 | 2650.8 | 2650.8 | 2650.8 | 2650.8 | 2650.8 | 2650.8
IBM | All | x86 | IBM WebSphere MQ | IBM WMQ x86 | Cores | 2449.02 | 489.72 | No | 2449.02 | IBM WS VE (Node) | Cores |  | 4814.4 | 4814.4 | 4814.4 | 4814.4 | 4814.4 | 4814.4 | 4814.4 | 4814.4 | 4814.4 | 4814.4 | IBM WS VE (Node) | 1604.4 | 1604.4 | 1604.4 | 1604.4 | 1604.4 | 1604.4 | 1604.4 | 1604.4 | 1604.4 | 1604.4
IBM | Prod | pSeries | IBM WebSphere Portal Server | IBM WPS pSeries | Cores | 42638.4 | 8539.2 | No | 42638.4 | Kana (Both) | CPU |  | 24 | 24 | 24 | 24 | 24 | 24 | 24 | 24 | 24 | 24 | Kana (Both) | 12 | 12 | 12 | 12 | 12 | 12 | 12 | 12 | 12 | 12
IBM | Non-Prod | pSeries | IBM WebSphere Portal Server | IBM WPS pSeries | Cores | 42638.4 | 8539.2 | No | 42638.4 | MS SQL EE (Ext) | CPU |  | 27028.72 | 27028.72 | 27028.72 | 27028.72 | 27028.72 | 27028.72 | 27028.72 | 27028.72 | 27028.72 | 27028.72 | MS SQL EE (Ext) | 0 | 0 | 0 | 0 | 0 | 0 | 0 | 0 | 0 | 0
IBM | All | x86 | IBM WebSphere Portal Server | IBM WPS x86 | Cores | 24872.4 | 4981.2 | No | 24872.4 | MS SQL EE (Int) | Per Server |  | 9712.72 | 9712.72 | 9712.72 | 9712.72 | 9712.72 | 9712.72 | 9712.72 | 9712.72 | 9712.72 | 9712.72 | MS SQL EE (Int) | 0 | 0 | 0 | 0 | 0 | 0 | 0 | 0 | 0 | 0
IBM | All | pSeries | IBM WebSphere Process Server | IBM WS Process Srvr | Cores | 28656 | 11642.4 | No | 28656 | MS SQL SE (Ext) | CPU |  | 6485.2 | 6485.2 | 6485.2 | 6485.2 | 6485.2 | 6485.2 | 6485.2 | 6485.2 | 6485.2 | 6485.2 | MS SQL SE (Ext) | 0 | 0 | 0 | 0 | 0 | 0 | 0 | 0 | 0 | 0
IBM | All | pSeries | IBM WebSphere Virtual Enterprise (Controller) | IBM WS VE (Cntrlr) | Cores | 7963.2 | 2650.8 | No | 7963.2 | MS SQL SE (Int) | Per Server |  | 1013.52 | 1013.52 | 1013.52 | 1013.52 | 1013.52 | 1013.52 | 1013.52 | 1013.52 | 1013.52 | 1013.52 | MS SQL SE (Int) | 0 | 0 | 0 | 0 | 0 | 0 | 0 | 0 | 0 | 0
IBM | All | pSeries | IBM WebSphere Virtual Enterprise (Node) | IBM WS VE (Node) | Cores | 4814.4 | 1604.4 | No | 4814.4 | Oracle ASO pSeries | Cores |  | 1077.92 | 1077.92 | 517.4016 | 517.4016 | 517.4016 | 517.4016 | 517.4016 | 517.4016 | 517.4016 | 517.4016 | Oracle ASO pSeries | 188.75 | 188.75 | 90.6 | 90.6 | 90.6 | 90.6 | 90.6 | 90.6 | 90.6 | 90.6
Kana | All | x86 | Kana | Kana (Both) | CPU | 24 | 12 | No | 24 | Oracle ASO x86 | Cores |  | 538.96 | 538.96 | 269.48 | 269.48 | 269.48 | 269.48 | 269.48 | 269.48 | 269.48 | 269.48 | Oracle ASO x86 | 94.375 | 94.375 | 47.1875 | 47.1875 | 47.1875 | 47.1875 | 47.1875 | 47.1875 | 47.1875 | 47.1875
Microsoft | All | x86 | MS SQL Server Ent. Edition - External | MS SQL EE (Ext) | CPU | 27028.72 | 0 | No | 27028.72 | Oracle Ext. Bundle pSeries | Cores |  | 5031.62 | 5031.62 | 2415.1776 | 2415.1776 | 2415.1776 | 2415.1776 | 2415.1776 | 2415.1776 | 2415.1776 | 2415.1776 | Oracle Ext. Bundle pSeries | 881.04 | 881.04 | 422.8992 | 422.8992 | 422.8992 | 422.8992 | 422.8992 | 422.8992 | 422.8992 | 422.8992
Microsoft | All | x86 | MS SQL Server Ent. Edition - Internal Use ONLY | MS SQL EE (Int) | Per Server | 9712.72 | 0 | No | 9712.72 | Oracle Ext. Bundle x86 | Cores |  | 2515.81 | 2515.81 | 1257.905 | 1257.905 | 1257.905 | 1257.905 | 1257.905 | 1257.905 | 1257.905 | 1257.905 | Oracle Ext. Bundle x86 | 440.52 | 440.52 | 220.26 | 220.26 | 220.26 | 220.26 | 220.26 | 220.26 | 220.26 | 220.26
Microsoft | All | x86 | MS SQL Server Std. Edition - External | MS SQL SE (Ext) | CPU | 6485.2 | 0 | No | 6485.2 | Oracle GG pSeries | Cores |  | 1484.3 | 1484.3 | 712.464 | 712.464 | 712.464 | 712.464 | 712.464 | 712.464 | 712.464 | 712.464 | Oracle GG pSeries | 267.2 | 267.2 | 128.256 | 128.256 | 128.256 | 128.256 | 128.256 | 128.256 | 128.256 | 128.256
Microsoft | All | x86 | MS SQL Server Std. Edition - Internal Use ONLY | MS SQL SE (Int) | Per Server | 1013.52 | 0 | No | 1013.52 | Oracle GG x86 | Cores |  | 742.15 | 742.15 | 371.075 | 371.075 | 371.075 | 371.075 | 371.075 | 371.075 | 371.075 | 371.075 | Oracle GG x86 | 133.6 | 133.6 | 66.8 | 66.8 | 66.8 | 66.8 | 66.8 | 66.8 | 66.8 | 66.8
Nastel | All | x86 | Nastel | Nastel |  | 1500 | 225 | No | 1500 | Oracle GG Veridata pSeries | Cores |  | 2554.5 | 2554.5 | 1226.16 | 1226.16 | 1226.16 | 1226.16 | 1226.16 | 1226.16 | 1226.16 | 1226.16 | Oracle GG Veridata pSeries | 458 | 458 | 219.84 | 219.84 | 219.84 | 219.84 | 219.84 | 219.84 | 219.84 | 219.84
Oracle | Prod | pSeries | Oracle Advance Security Option | Oracle ASO pSeries | Cores | 1077.92 | 188.75 | No | 1077.92 | Oracle GG Veridata x86 | Cores |  | 1277.25 | 1277.25 | 638.625 | 638.625 | 638.625 | 638.625 | 638.625 | 638.625 | 638.625 | 638.625 | Oracle GG Veridata x86 | 229 | 229 | 114.5 | 114.5 | 114.5 | 114.5 | 114.5 | 114.5 | 114.5 | 114.5
Oracle | Non-Prod | pSeries | Oracle Advance Security Option | Oracle ASO pSeries | Cores | 517.4016 | 90.6 | No | 517.4016 | Oracle Partitioning pSeries | Cores |  | 975.4 | 975.4 | 468.192 | 468.192 | 468.192 | 468.192 | 468.192 | 468.192 | 468.192 | 468.192 | Oracle Partitioning pSeries | 175.6 | 175.6 | 84.288 | 84.288 | 84.288 | 84.288 | 84.288 | 84.288 | 84.288 | 84.288
Oracle | Prod | x86 | Oracle Advance Security Option | Oracle ASO x86 | Cores | 538.96 | 94.375 | No | 538.96 | Oracle Partitioning x86 | Cores |  | 487.7 | 487.7 | 243.85 | 243.85 | 243.85 | 243.85 | 243.85 | 243.85 | 243.85 | 243.85 | Oracle Partitioning x86 | 87.8 | 87.8 | 43.9 | 43.9 | 43.9 | 43.9 | 43.9 | 43.9 | 43.9 | 43.9
Oracle | Non-Prod | x86 | Oracle Advance Security Option | Oracle ASO x86 | Cores | 269.48 | 47.1875 | No | 269.48 | Oracle RAC pSeries | Cores |  | 2155.83 | 2155.83 | 1034.7984 | 1034.7984 | 1034.7984 | 1034.7984 | 1034.7984 | 1034.7984 | 1034.7984 | 1034.7984 | Oracle RAC pSeries | 377.48 | 377.48 | 181.1904 | 181.1904 | 181.1904 | 181.1904 | 181.1904 | 181.1904 | 181.1904 | 181.1904
Oracle | Prod | pSeries | Oracle External Bundle (DB Ent Ed, Diag Pack, Tuning Pack) | Oracle Ext. Bundle pSeries | Cores | 5031.62 | 881.04 | No | 5031.62 | Oracle RAC x86 | Cores |  | 1077.915 | 1077.915 | 538.9575 | 538.9575 | 538.9575 | 538.9575 | 538.9575 | 538.9575 | 538.9575 | 538.9575 | Oracle RAC x86 | 188.74 | 188.74 | 94.37 | 94.37 | 94.37 | 94.37 | 94.37 | 94.37 | 94.37 | 94.37
Oracle | Non-Prod | pSeries | Oracle External Bundle (DB Ent Ed, Diag Pack, Tuning Pack) | Oracle Ext. Bundle pSeries | Cores | 2415.1776 | 422.8992 | No | 2415.1776 | Oracle Spatial pSeries | Cores |  | 4375 | 4375 | 2100 | 2100 | 2100 | 2100 | 2100 | 2100 | 2100 | 2100 | Oracle Spatial pSeries | 875 | 875 | 420 | 420 | 420 | 420 | 420 | 420 | 420 | 420
Oracle | Prod | x86 | Oracle External Bundle (DB Ent Ed, Diag Pack, Tuning Pack) | Oracle Ext. Bundle x86 | Cores | 2515.81 | 440.52 | No | 2515.81 | Oracle Spatial x86 | Cores |  | 2187.5 | 2187.5 | 243.85 | 243.85 | 243.85 | 243.85 | 243.85 | 243.85 | 243.85 | 243.85 | Oracle Spatial x86 | 437.5 | 437.5 | 218.75 | 218.75 | 218.75 | 218.75 | 218.75 | 218.75 | 218.75 | 218.75
Oracle | Non-Prod | x86 | Oracle External Bundle (DB Ent Ed, Diag Pack, Tuning Pack) | Oracle Ext. Bundle x86 | Cores | 1257.905 | 220.26 | No | 1257.905 | Oracle Standalone | Cores |  | 0 | 0 | 0 | 0 | 0 | 0 | 0 | 0 | 0 | 0 | Oracle Standalone | 0 | 0 | 0 | 0 | 0 | 0 | 0 | 0 | 0 | 0
Oracle | Prod | pSeries | Oracle GoldenGate | Oracle GG pSeries | Cores | 1484.3 | 267.2 | No | 1484.3 | Oracle WebLogic pSeries | Cores |  | 3816.8 | 3816.8 | 1832.064 | 1832.064 | 1832.064 | 1832.064 | 1832.064 | 1832.064 | 1832.064 | 1832.064 | Oracle WebLogic pSeries | 687 | 687 | 329.76 | 329.76 | 329.76 | 329.76 | 329.76 | 329.76 | 329.76 | 329.76
Oracle | Non-Prod | pSeries | Oracle GoldenGate | Oracle GG pSeries | Cores | 712.464 | 128.256 | No | 712.464 | Oracle WebLogic x86 | Cores |  | 1908.4 | 1908.4 | 10150 | 10150 | 10150 | 10150 | 10150 | 10150 | 10150 | 10150 | Oracle WebLogic x86 | 343.5 | 343.5 | 171.75 | 171.75 | 171.75 | 171.75 | 171.75 | 171.75 | 171.75 | 171.75
Oracle | Prod | x86 | Oracle GoldenGate | Oracle GG x86 | Cores | 742.15 | 133.6 | No | 742.15 | PB Spectrum | Cores |  | 24 | 24 | 24 | 24 | 24 | 24 | 24 | 24 | 24 | 24 | PB Spectrum | 54363.2 | 54363.2 | 54363.2 | 54363.2 | 54363.2 | 54363.2 | 54363.2 | 54363.2 | 54363.2 | 54363.2
Oracle | Non-Prod | x86 | Oracle GoldenGate | Oracle GG x86 | Cores | 371.075 | 66.8 | No | 371.075 | SAP BO | CPU |  | 46850 | 46850 | 0 | 0 | 0 | 0 | 0 | 0 | 0 | 0 | SAP BO | 13185.78 | 13185.78 | 0 | 0 | 0 | 0 | 0 | 0 | 0 | 0
Oracle | Prod | pSeries | Oracle GoldenGate Veridata | Oracle GG Veridata pSeries | Cores | 2554.5 | 458 | No | 2554.5 | Sterling NDM | Per Server |  | 2679.3 | 2679.3 | 1340.1 | 1340.1 | 1340.1 | 1340.1 | 1340.1 | 1340.1 | 1340.1 | 1340.1 | Sterling NDM | 1071.72 | 1071.72 | 535.86 | 535.86 | 535.86 | 535.86 | 535.86 | 535.86 | 535.86 | 535.86
Oracle | Non-Prod | pSeries | Oracle GoldenGate Veridata | Oracle GG Veridata pSeries | Cores | 1226.16 | 219.84 | No | 1226.16 | TIBCO Adapter SDK | Cores |  | 1875 | 1875 | 750 | 750 | 750 | 750 | 750 | 750 | 0 | 0 | TIBCO Adapter SDK | 262.5 | 262.5 | 105 | 105 | 105 | 105 | 105 | 105 | 0 | 0
Oracle | Prod | x86 | Oracle GoldenGate Veridata | Oracle GG Veridata x86 | Cores | 1277.25 | 229 | No | 1277.25 | TIBCO AMX BPM | Cores |  | 9375 | 9375 | 2812.5 | 2812.5 | 2812.5 | 2812.5 | 2812.5 | 2812.5 | 0 | 0 | TIBCO AMX BPM | 1312.5 | 1312.5 | 393.75 | 393.75 | 393.75 | 393.75 | 393.75 | 393.75 | 0 | 0
Oracle | Non-Prod | x86 | Oracle GoldenGate Veridata | Oracle GG Veridata x86 | Cores | 638.625 | 114.5 | No | 638.625 | TIBCO BE | Cores |  | 5625 | 5625 | 2812.5 | 2812.5 | 2812.5 | 2812.5 | 2812.5 | 2812.5 | 0 | 0 | TIBCO BE | 787.5 | 787.5 | 393.75 | 393.75 | 393.75 | 393.75 | 393.75 | 393.75 | 0 | 0
Oracle | Prod | pSeries | Oracle Partitioning | Oracle Partitioning pSeries | Cores | 975.4 | 175.6 | No | 975.4 | TIBCO BW | Cores | CA APM | 5625 | 5625 | 2812.5 | 2812.5 | 2812.5 | 2812.5 | 2812.5 | 2812.5 | 0 | 0 | TIBCO BW | 787.5 | 787.5 | 393.75 | 393.75 | 393.75 | 393.75 | 393.75 | 393.75 | 0 | 0
Oracle | Non-Prod | pSeries | Oracle Partitioning | Oracle Partitioning pSeries | Cores | 468.192 | 84.288 | No | 468.192 | TIBCO EMS | Cores | CA APM | 4593.75 | 4593.75 | 2250 | 2250 | 2250 | 2250 | 2250 | 2250 | 0 | 0 | TIBCO EMS | 643.125 | 643.125 | 315 | 315 | 315 | 315 | 315 | 315 | 0 | 0
Oracle | Prod | x86 | Oracle Partitioning | Oracle Partitioning x86 | Cores | 487.7 | 87.8 | No | 487.7 | TIBCO iProcess | Cores |  | 17812.5 | 17812.5 | 6056.25 | 6056.25 | 6056.25 | 6056.25 | 6056.25 | 6056.25 | 0 | 0 | TIBCO iProcess | 2493.75 | 2493.75 | 847.875 | 847.875 | 847.875 | 847.875 | 847.875 | 847.875 | 0 | 0
Oracle | Non-Prod | x86 | Oracle Partitioning | Oracle Partitioning x86 | Cores | 243.85 | 43.9 | No | 243.85 | Veritas Cluster/CFS | CPU |  | 1408.5 | 1408.5 | 1408.5 | 1408.5 | 1408.5 | 1408.5 | 1408.5 | 1408.5 | 1408.5 | 1408.5 | Veritas Cluster/CFS | 253.53 | 253.53 | 253.53 | 253.53 | 253.53 | 253.53 | 253.53 | 253.53 | 253.53 | 253.53
Oracle | Prod | pSeries | Oracle RAC | Oracle RAC pSeries | Cores | 2155.83 | 377.48 | No | 2155.83
Oracle | Non-Prod | pSeries | Oracle RAC | Oracle RAC pSeries | Cores | 1034.7984 | 181.1904 | No | 1034.7984
Oracle | Prod | x86 | Oracle RAC | Oracle RAC x86 | Cores | 1077.915 | 188.74 | No | 1077.915
Oracle | Non-Prod | x86 | Oracle RAC | Oracle RAC x86 | Cores | 538.9575 | 94.37 | No | 538.9575
Oracle | Prod | pSeries | Oracle Spacial | Oracle Spatial pSeries | Cores | 4375 | 875 | No | 4375
Oracle | Non-Prod | pSeries | Oracle Spacial | Oracle Spatial pSeries | Cores | 2100 | 420 | No | 2100
Oracle | Prod | x86 | Oracle Spacial | Oracle Spatial x86 | Cores | 2187.5 | 437.5 | No | 2187.5
Oracle | Non-Prod | x86 | Oracle Spacial | Oracle Spatial x86 | Cores | 1093.75 | 218.75 | No | 1093.75
Oracle | All | All | Oracle Standalone | Oracle Standalone | Cores | 0 | 0 | No | 0
Oracle | Prod | pSeries | Oracle WebLogic Suite | Oracle WebLogic pSeries | Cores | 3816.8 | 687 | No | 3816.8
Oracle | Non-Prod | pSeries | Oracle WebLogic Suite | Oracle WebLogic pSeries | Cores | 1832.064 | 329.76 | No | 1832.064
Oracle | Prod | x86 | Oracle WebLogic Suite | Oracle WebLogic x86 | Cores | 1908.4 | 343.5 | No | 1908.4
Oracle | Non-Prod | x86 | Oracle WebLogic Suite | Oracle WebLogic x86 | Cores | 954.2 | 171.75 | No | 10150
Pitney Bowes | All | x86 | PB Spectrum | PB Spectrum | Cores | 24 | 54363.2 | No | 24
SAP | Prod | x86 | Business Objects | SAP BO | CPU | 46850 | 13185.78 | No | 46850
SAP | Non-Prod | x86 | Business Objects | SAP BO | CPU | 0 | 0 | No | 0
Sterling | Prod | x86 | NDM (connect:Direct) - 3 Concurrent licenses | Sterling NDM | Per Server | 2679.3 | 1071.72 | No | 2679.3
Sterling | Non-Prod | x86 | NDM (connect:Direct) - 3 Concurrent licenses | Sterling NDM | Per Server | 1340.1 | 535.86 | No | 1340.1
TIBCO | Prod | x86 | TIBCO Adapter SDK | TIBCO Adapter SDK | Cores | 2500 | 262.5 | No | 2500
TIBCO | Stress/UAT | x86 | TIBCO Adapter SDK | TIBCO Adapter SDK | Cores | 1000 | 105 | No | 1000
TIBCO | Dev | x86 | TIBCO Adapter SDK | TIBCO Adapter SDK | Cores | 0 | 0 | No | 0
TIBCO | Prod | x86 | ActiveMatrix Policy Manager | TIBCO AMX PM | Cores | 2250 | 236.25 | No | 2250
TIBCO | Stress/UAT | x86 | ActiveMatrix Policy Manager | TIBCO AMX PM | Cores | 750 | 78.75 | No | 750
TIBCO | Dev | x86 | ActiveMatrix Policy Manager | TIBCO AMX PM | Cores | 0 | 0 | No | 0
TIBCO | Prod | x86 | ActiveMatrix Service Grid Lic | TIBCO AMX Grid | Cores | 3000 | 315 | No | 3000
TIBCO | Stress/UAT | x86 | ActiveMatrix Service Grid Lic | TIBCO AMX Grid | Cores | 1000 | 105 | No | 1000
TIBCO | Dev | x86 | ActiveMatrix Service Grid Lic | TIBCO AMX Grid | Cores | 0 | 0 | No | 0
TIBCO | Prod | x86 | AMX BPM | TIBCO AMX BPM | Cores | 12500 | 1312.5 | No | 12500
TIBCO | Stress/UAT | x86 | AMX BPM | TIBCO AMX BPM | Cores | 3750 | 393.75 | No | 3750
TIBCO | Dev | x86 | AMX BPM | TIBCO AMX BPM | Cores | 0 | 0 | No | 0
TIBCO | Prod | x86 | Business Events | TIBCO BE | Cores | 7500 | 787.5 | No | 7500
TIBCO | Stress/UAT | x86 | Business Events | TIBCO BE | Cores | 3750 | 393.75 | No | 3750
TIBCO | Dev | x86 | Business Events | TIBCO BE | Cores | 0 | 0 | No | 0
TIBCO | Prod | x86 | BusinessWorks Lic (bundle) | TIBCO BW | Cores | 7500 | 787.5 | No | 7500
TIBCO | Stress/UAT | x86 | BusinessWorks Lic (bundle) | TIBCO BW | Cores | 3750 | 393.75 | No | 3750
TIBCO | Dev | x86 | BusinessWorks Lic (bundle) | TIBCO BW | Cores | 0 | 0 | No | 0
TIBCO | Prod | x86 | BusinessWorks Lic (standalone) | TIBCO BW - Std Alone | Cores | 3750 | 393.75 | No | 3750
TIBCO | Stress/UAT | x86 | BusinessWorks Lic (standalone) | TIBCO BW - Std Alone | Cores | 125 | 13.125 | No | 125
TIBCO | Dev | x86 | BusinessWorks Lic (standalone) | TIBCO BW - Std Alone | Cores | 0 | 0 | No | 0
TIBCO | Prod | x86 | EMS | TIBCO EMS | Cores | 6125 | 643.125 | No | 6125
TIBCO | Stress/UAT | x86 | EMS | TIBCO EMS | Cores | 3000 | 315 | No | 3000
TIBCO | Dev | x86 | EMS | TIBCO EMS | Cores | 0 | 0 | No | 0
TIBCO | Prod | x86 | Hawk Server | TIBCO Hawk | Cores | 187.5 | 19.6875 | No | 187.5
TIBCO | Stress/UAT | x86 | Hawk Server | TIBCO Hawk | Cores | 87.5 | 9.1875 | No | 87.5
TIBCO | Dev | x86 | Hawk Server | TIBCO Hawk | Cores | 0 | 0 | No | 0
TIBCO | Prod | x86 | iProcess | TIBCO iProcess | Cores | 23750 | 2493.75 | No | 23750
TIBCO | Stress/UAT | x86 | iProcess | TIBCO iProcess | Cores | 8075 | 847.875 | No | 8075
TIBCO | Dev | x86 | iProcess | TIBCO iProcess | Cores | 0 | 0 | No | 0
TIBCO | Prod | x86 | Performance Manager | TIBCO Perf Mgr | Cores | 1750 | 183.75 | No | 1750
TIBCO | Stress/UAT | x86 | Performance Manager | TIBCO Perf Mgr | Cores | 600 | 63 | No | 600
TIBCO | Dev | x86 | Performance Manager | TIBCO Perf Mgr | Cores | 0 | 0 | No | 0
TIBCO | Prod | x86 | Policy Agent | TIBCO Policy Agent | Cores | 500 | 52.5 | No | 500
TIBCO | Stress/UAT | x86 | Policy Agent | TIBCO Policy Agent | Cores | 175 | 18.375 | No | 175
TIBCO | Dev | x86 | Policy Agent | TIBCO Policy Agent | Cores | 0 | 0 | No | 0
TIBCO | Prod | x86 | RTView | TIBCO RTView | Cores | 3500 | 297.5 | No | 3500
TIBCO | Stress/UAT | x86 | RTView | TIBCO RTView | Cores | 1800 | 153 | No | 1800
TIBCO | Dev | x86 | RTView | TIBCO RTView | Cores | 0 | 0 | No | 0
TIBCO | Prod | x86 | RTView BusinessWorks Mon | TIBCO RTView BW Mon | Cores | 500 | 52.5 | No | 500
TIBCO | Stress/UAT | x86 | RTView BusinessWorks Mon | TIBCO RTView BW Mon | Cores | 500 | 52.5 | No | 500
TIBCO | Dev | x86 | RTView BusinessWorks Mon | TIBCO RTView BW Mon | Cores | 0 | 0 | No | 0
TIBCO | Prod | x86 | RTView Dev | TIBCO RTView Dev | Cores | 700 | 170 | No | 700
TIBCO | Stress/UAT | x86 | RTView Dev | TIBCO RTView Dev | Cores | 700 | 170 | No | 700
TIBCO | Dev | x86 | RTView Dev | TIBCO RTView Dev | Cores | 0 | 0 | No | 0
TIBCO | Prod | x86 | Service Bus | TIBCO ESB | Cores | 1500 | 157.5 | No | 1500
TIBCO | Stress/UAT | x86 | Service Bus | TIBCO ESB | Cores | 500 | 52.5 | No | 500
TIBCO | Dev | x86 | Service Bus | TIBCO ESB | Cores | 0 | 0 | No | 0
Veritas | Prod | x86 | Veritas Cluster/CFS | Veritas Cluster/CFS | CPU | 1408.5 | 253.53 | No | 1408.5
Veritas | Stress/UAT | x86 | Veritas Cluster/CFS | Veritas Cluster/CFS | CPU | 1408.5 | 253.53 | No | 1408.5
Note on G19: sl55853: Price increase per D. Wendt's quote (6/21/12) $41.55/PVU to $43.95/PVU
Note on H19: sl55853: Price increase per D. Wendt's quote (6/21/12) $13.83/PVU to $17.55/PVU
Note on Z23: KANA Connect - Licensing Detail TBD
Note on D30: sl55853: 810-03307-CITI Microsoft SQL Server Enterprise Edition Processor $ 27,028.72
Note on D31: sl55853: 810-04760-CITI Microsoft SQL Server Enterprise Edition Server $ 9,712.72
Note on D32: sl55853: 228-03148-CITI Microsoft SQL Server Standard Edition Processor $ 6,485.20
Note on D33: sl55853: 228-04433-CITI Microsoft SQL Server Standard Edition Server $1,013.52
Note on G71: sl55853: Updated Apr 11,2013 per info provided by Dwendt Old value: $2,800
Note on H71: sl55853: Updated Apr 11,2013 per info provided by Dwendt Old value: $600
Note on G72: sl55853: Updated Apr 11,2013 per info provided by Dwendt Old value: $1,000
Note on H72: sl55853: Updated Apr 11,2013 per info provided by Dwendt Old value: $336
Note on G121: Price history: $928.50 $1408.50 - Nov-2012
Note on H121: Price history: $167.13 $253.53 - Nov-2012
Note on G122: Price history: $928.50 $1408.50 - Nov-2012
Note on H122: Price history: $167.13 $253.53 - Nov-2012

## CTI Rate Card 2013 (Complete)
Region | Country | Product | Service Order Area | Service Order ID | Service Order Name | Description | Driver | Monthly Rate (USD) | Monthly Rate (Local Currency)
NAM |  | Desktop | Device | 10131000033953 | Laptop | Standard Citi Laptop, with Windows operating system and Office applications. Includes a laptop support surcharge for the additional costs of supporting a laptop over a desktop | Device | 62 | 62
EMEA | Algeria | Desktop | Device | 10131000023344 | Laptop | Standard Citi Laptop, with Windows operating system and Office applications. Includes a laptop support surcharge for the additional costs of supporting a laptop over a desktop | Device | 77.0008 | 5705.55
EMEA | Bahrain | Desktop | Device | 10131000023345 | Laptop | Standard Citi Laptop, with Windows operating system and Office applications. Includes a laptop support surcharge for the additional costs of supporting a laptop over a desktop | Device | 129.6 | 129.6
EMEA | Barcelona | Desktop | Device | 10131000056980 | Laptop | Standard Citi Laptop, with Windows operating system and Office applications. Includes a laptop support surcharge for the additional costs of supporting a laptop over a desktop | Device | 67.9219 | 54.57
EMEA | Bulgaria | Desktop | Device | 10131000023346 | Laptop | Standard Citi Laptop, with Windows operating system and Office applications. Includes a laptop support surcharge for the additional costs of supporting a laptop over a desktop | Device | 55.4754 | 88.78
EMEA | Cameroon | Desktop | Device | 10131000023347 | Laptop | Standard Citi Laptop, with Windows operating system and Office applications. Includes a laptop support surcharge for the additional costs of supporting a laptop over a desktop | Device | 109.4877 | 57256.84
EMEA | Congo | Desktop | Device | 10131000023348 | Laptop | Standard Citi Laptop, with Windows operating system and Office applications. Includes a laptop support surcharge for the additional costs of supporting a laptop over a desktop | Device | 206.95 | 206.95
EMEA | Czech | Desktop | Device | 10131000023351 | Laptop | Standard Citi Laptop, with Windows operating system and Office applications. Includes a laptop support surcharge for the additional costs of supporting a laptop over a desktop | Device | 35.9122 | 730.93
EMEA | Egypt | Desktop | Device | 10131000023352 | Laptop | Standard Citi Laptop, with Windows operating system and Office applications. Includes a laptop support surcharge for the additional costs of supporting a laptop over a desktop | Device | 63.8779 | 455.13
EMEA | France | Desktop | Device | 10131000023387 | Laptop | Standard Citi Laptop, with Windows operating system and Office applications. Includes a laptop support surcharge for the additional costs of supporting a laptop over a desktop | Device | 119.6381 | 96.12
EMEA | Germany | Desktop | Device | 10131000023388 | Laptop | Standard Citi Laptop, with Windows operating system and Office applications. Includes a laptop support surcharge for the additional costs of supporting a laptop over a desktop | Device | 201.0522 | 161.53
EMEA | Hungary | Desktop | Device | 10131000023354 | Laptop | Standard Citi Laptop, with Windows operating system and Office applications. Includes a laptop support surcharge for the additional costs of supporting a laptop over a desktop | Device | 27.2893 | 6351.73
EMEA | Ireland | Desktop | Device | 10131000023389 | Laptop | Standard Citi Laptop, with Windows operating system and Office applications. Includes a laptop support surcharge for the additional costs of supporting a laptop over a desktop | Device | 80.2068 | 64.44
EMEA | Israel | Desktop | Device | 10131000023356 | Laptop | Standard Citi Laptop, with Windows operating system and Office applications. Includes a laptop support surcharge for the additional costs of supporting a laptop over a desktop | Device | 174.7293 | 700.5
EMEA | Italy | Desktop | Device | 10131000023391 | Laptop | Standard Citi Laptop, with Windows operating system and Office applications. Includes a laptop support surcharge for the additional costs of supporting a laptop over a desktop | Device | 125.9859 | 101.22
EMEA | Jordan | Desktop | Device | 10131000023357 | Laptop | Standard Citi Laptop, with Windows operating system and Office applications. Includes a laptop support surcharge for the additional costs of supporting a laptop over a desktop | Device | 109.1803 | 79.51
EMEA | Kazakhstan | Desktop | Device | 10131000023358 | Laptop | Standard Citi Laptop, with Windows operating system and Office applications. Includes a laptop support surcharge for the additional costs of supporting a laptop over a desktop | Device | 79.6598 | 11836.66
EMEA | Kenya | Desktop | Device | 10131000023359 | Laptop | Standard Citi Laptop, with Windows operating system and Office applications. Includes a laptop support surcharge for the additional costs of supporting a laptop over a desktop | Device | 275.0767 | 25135.14
EMEA | Kuwait | Desktop | Device | 10131000023397 | Laptop | Standard Citi Laptop, with Windows operating system and Office applications. Includes a laptop support surcharge for the additional costs of supporting a laptop over a desktop | Device | 213.5598 | 59.47
EMEA | Luxembourg | Desktop | Device | 10131000023392 | Laptop | Standard Citi Laptop, with Windows operating system and Office applications. Includes a laptop support surcharge for the additional costs of supporting a laptop over a desktop | Device | 95.7403 | 76.92
EMEA | Morocco | Desktop | Device | 10131000023360 | Laptop | Standard Citi Laptop, with Windows operating system and Office applications. Includes a laptop support surcharge for the additional costs of supporting a laptop over a desktop | Device | 214.9397 | 1881.69
EMEA | Netherlands | Desktop | Device | 10131000023393 | Laptop | Standard Citi Laptop, with Windows operating system and Office applications. Includes a laptop support surcharge for the additional costs of supporting a laptop over a desktop | Device | 63.5531 | 51.06
EMEA | Nigeria | Desktop | Device | 10131000023361 | Laptop | Standard Citi Laptop, with Windows operating system and Office applications. Includes a laptop support surcharge for the additional costs of supporting a laptop over a desktop | Device | 96.7721 | 16717.39
EMEA | Pakistan | Desktop | Device | 10131000023362 | Laptop | Standard Citi Laptop, with Windows operating system and Office applications. Includes a laptop support surcharge for the additional costs of supporting a laptop over a desktop | Device | 17.1401 | 1750.08
EMEA | Poland | Desktop | Device | 10131000023364 | Laptop | Standard Citi Laptop, with Windows operating system and Office applications. Includes a laptop support surcharge for the additional costs of supporting a laptop over a desktop | Device | 20.7961 | 70.56
EMEA | Romania | Desktop | Device | 10131000023366 | Laptop | Standard Citi Laptop, with Windows operating system and Office applications. Includes a laptop support surcharge for the additional costs of supporting a laptop over a desktop | Device | 28.0914 | 109.35
EMEA | Russia | Desktop | Device | 10131000023368 | Laptop | Standard Citi Laptop, with Windows operating system and Office applications. Includes a laptop support surcharge for the additional costs of supporting a laptop over a desktop | Device | 16.7608 | 567.02
EMEA | Senegal | Desktop | Device | 10131000023370 | Laptop | Standard Citi Laptop, with Windows operating system and Office applications. Includes a laptop support surcharge for the additional costs of supporting a laptop over a desktop | Device | 254.3242 | 132999.47
EMEA | Slovakia | Desktop | Device | 10131000023372 | Laptop | Standard Citi Laptop, with Windows operating system and Office applications. Includes a laptop support surcharge for the additional costs of supporting a laptop over a desktop | Device | 26.8725 | 21.59
EMEA | South Africa | Desktop | Device | 10131000023373 | Laptop | Standard Citi Laptop, with Windows operating system and Office applications. Includes a laptop support surcharge for the additional costs of supporting a laptop over a desktop | Device | 168.2726 | 1431.78
EMEA | Spain | Desktop | Device | 10131000023395 | Laptop | Standard Citi Laptop, with Windows operating system and Office applications. Includes a laptop support surcharge for the additional costs of supporting a laptop over a desktop | Device | 325.9926 | 261.91
EMEA | Spain Cons | Desktop | Device | 10131000023405 | Laptop | Standard Citi Laptop, with Windows operating system and Office applications. Includes a laptop support surcharge for the additional costs of supporting a laptop over a desktop | Device | 85.534 | 68.72
EMEA | Switzerland | Desktop | Device | 10131000023396 | Laptop | Standard Citi Laptop, with Windows operating system and Office applications. Includes a laptop support surcharge for the additional costs of supporting a laptop over a desktop | Device | 121.3912 | 126.41
EMEA | Tanzania | Desktop | Device | 10131000023374 | Laptop | Standard Citi Laptop, with Windows operating system and Office applications. Includes a laptop support surcharge for the additional costs of supporting a laptop over a desktop | Device | 198.9387 | 343370.7
EMEA | Tunisia | Desktop | Device | 10131000023375 | Laptop | Standard Citi Laptop, with Windows operating system and Office applications. Includes a laptop support surcharge for the additional costs of supporting a laptop over a desktop | Device | 168.2008 | 262.04
EMEA | Turkey | Desktop | Device | 10131000023377 | Laptop | Standard Citi Laptop, with Windows operating system and Office applications. Includes a laptop support surcharge for the additional costs of supporting a laptop over a desktop | Device | 31.3193 | 58.66
EMEA | UAE | Desktop | Device | 10131000023378 | Laptop | Standard Citi Laptop, with Windows operating system and Office applications. Includes a laptop support surcharge for the additional costs of supporting a laptop over a desktop | Device | 60.3807 | 221.78
EMEA | Uganda | Desktop | Device | 10131000023379 | Laptop | Standard Citi Laptop, with Windows operating system and Office applications. Includes a laptop support surcharge for the additional costs of supporting a laptop over a desktop | Device | 151.4002 | 420895.16
EMEA | Ukraine | Desktop | Device | 10131000023380 | Laptop | Standard Citi Laptop, with Windows operating system and Office applications. Includes a laptop support surcharge for the additional costs of supporting a laptop over a desktop | Device | 66.3911 | 595.86
EMEA | United Kingdom | Desktop | Device | 10131000023383 | Laptop | Standard Citi Laptop, with Windows operating system and Office applications. Includes a laptop support surcharge for the additional costs of supporting a laptop over a desktop | Device | 55.12 | 35.25
EMEA | Zambia | Desktop | Device | 10131000023381 | Laptop | Standard Citi Laptop, with Windows operating system and Office applications. Includes a laptop support surcharge for the additional costs of supporting a laptop over a desktop | Device | 294.223 | 1634481.37
ASPAC | Australia | Desktop | Device | 10131000021712 | Laptop | Standard Citi Laptop, with Windows operating system and Office applications. Includes a laptop support surcharge for the additional costs of supporting a laptop over a desktop | Device | 25.77 | 24.9969
ASPAC | China | Desktop | Device | 10131000021713 | Laptop | Standard Citi Laptop, with Windows operating system and Office applications. Includes a laptop support surcharge for the additional costs of supporting a laptop over a desktop | Device | 27.15 | 174.303
ASPAC | Hong Kong | Desktop | Device | 10131000021714 | Laptop | Standard Citi Laptop, with Windows operating system and Office applications. Includes a laptop support surcharge for the additional costs of supporting a laptop over a desktop | Device | 23.78 | 184.295
ASPAC | India | Desktop | Device | 10131000021716 | Laptop | Standard Citi Laptop, with Windows operating system and Office applications. Includes a laptop support surcharge for the additional costs of supporting a laptop over a desktop | Device | 27.9 | 1635.498
ASPAC | Indonesia | Desktop | Device | 10131000021715 | Laptop | Standard Citi Laptop, with Windows operating system and Office applications. Includes a laptop support surcharge for the additional costs of supporting a laptop over a desktop | Device | 29.51 | 291792.8143
ASPAC | Korea | Desktop | Device | 10131000021717 | Laptop | Standard Citi Laptop, with Windows operating system and Office applications. Includes a laptop support surcharge for the additional costs of supporting a laptop over a desktop | Device | 26.46 | 30209.9112
ASPAC | Malaysia | Desktop | Device | 10131000021718 | Laptop | Standard Citi Laptop, with Windows operating system and Office applications. Includes a laptop support surcharge for the additional costs of supporting a laptop over a desktop | Device | 23.92 | 75.5872
ASPAC | Philippines | Desktop | Device | 10131000021719 | Laptop | Standard Citi Laptop, with Windows operating system and Office applications. Includes a laptop support surcharge for the additional costs of supporting a laptop over a desktop | Device | 26.18 | 1101.1308
ASPAC | Singapore | Desktop | Device | 10131000021720 | Laptop | Standard Citi Laptop, with Windows operating system and Office applications. Includes a laptop support surcharge for the additional costs of supporting a laptop over a desktop | Device | 25.6 | 31.744
ASPAC | Taiwan | Desktop | Device | 10131000021722 | Laptop | Standard Citi Laptop, with Windows operating system and Office applications. Includes a laptop support surcharge for the additional costs of supporting a laptop over a desktop | Device | 25.5 | 755.31
ASPAC | Thailand | Desktop | Device | 10131000021721 | Laptop | Standard Citi Laptop, with Windows operating system and Office applications. Includes a laptop support surcharge for the additional costs of supporting a laptop over a desktop | Device | 25.53 | 817.2153
ASPAC | Vietnam | Desktop | Device | 10131000057333 | Laptop | Standard Citi Laptop, with Windows operating system and Office applications. Includes a laptop support surcharge for the additional costs of supporting a laptop over a desktop | Device | 25.3 | 572989.087
JP |  | Desktop | Device | 10131000023340 | Laptop | Standard Citi Laptop, with Windows operating system and Office applications. Includes a laptop support surcharge for the additional costs of supporting a laptop over a desktop | Device | 62.81 | 4902
NAM |  | Desktop | Device | 10131000039159 | Mobile Thin Client Hardware | Standard Citi Thin Client Laptop; does not include C: Drive or applications | Device | 35.28 | 35.28
NAM |  | Desktop | Device | 10131000027892 | Premium Desktop | Premium Citi Desktop, with keyboard and mouse, Windows operating system and Office applications | Device | 97 | 97
EMEA | Czech | Desktop | Device | 10131000016849 | Premium Desktop | Premium Citi Desktop, with keyboard and mouse, Windows operating system and Office applications | Device | 47.5295 | 967.38
EMEA | France | Desktop | Device | 10131000016843 | Premium Desktop | Premium Citi Desktop, with keyboard and mouse, Windows operating system and Office applications | Device | 139.5529 | 112.12
EMEA | Switzerland | Desktop | Device | 10131000016847 | Premium Desktop | Premium Citi Desktop, with keyboard and mouse, Windows operating system and Office applications | Device | 125.3476 | 130.53
EMEA | United Kingdom | Desktop | Device | 10131000016842 | Premium Desktop | Premium Citi Desktop, with keyboard and mouse, Windows operating system and Office applications | Device | 66.84 | 42.75
ASPAC | Australia | Desktop | Device | 10131000021678 | Premium Desktop | Premium Citi Desktop, with keyboard and mouse, Windows operating system and Office applications | Device | 37.69 | 36.5593
ASPAC | China | Desktop | Device | 10131000021679 | Premium Desktop | Premium Citi Desktop, with keyboard and mouse, Windows operating system and Office applications | Device | 39.37 | 252.7554
ASPAC | Hong Kong | Desktop | Device | 10131000021680 | Premium Desktop | Premium Citi Desktop, with keyboard and mouse, Windows operating system and Office applications | Device | 34.8 | 269.7
ASPAC | India | Desktop | Device | 10131000021683 | Premium Desktop | Premium Citi Desktop, with keyboard and mouse, Windows operating system and Office applications | Device | 39.79 | 2332.4898
ASPAC | Indonesia | Desktop | Device | 10131000021682 | Premium Desktop | Premium Citi Desktop, with keyboard and mouse, Windows operating system and Office applications | Device | 37.54 | 371192.8922
ASPAC | Korea | Desktop | Device | 10131000021684 | Premium Desktop | Premium Citi Desktop, with keyboard and mouse, Windows operating system and Office applications | Device | 38.35 | 43784.962
ASPAC | Malaysia | Desktop | Device | 10131000021685 | Premium Desktop | Premium Citi Desktop, with keyboard and mouse, Windows operating system and Office applications | Device | 34.59 | 109.3044
ASPAC | Philippines | Desktop | Device | 10131000021686 | Premium Desktop | Premium Citi Desktop, with keyboard and mouse, Windows operating system and Office applications | Device | 38.11 | 1602.9066
ASPAC | Singapore | Desktop | Device | 10131000021687 | Premium Desktop | Premium Citi Desktop, with keyboard and mouse, Windows operating system and Office applications | Device | 36.66 | 45.4584
ASPAC | Taiwan | Desktop | Device | 10131000021689 | Premium Desktop | Premium Citi Desktop, with keyboard and mouse, Windows operating system and Office applications | Device | 37 | 1095.94
ASPAC | Thailand | Desktop | Device | 10131000021688 | Premium Desktop | Premium Citi Desktop, with keyboard and mouse, Windows operating system and Office applications | Device | 37.1 | 1187.571
ASPAC | Vietnam | Desktop | Device | 10131000057332 | Premium Desktop | Premium Citi Desktop, with keyboard and mouse, Windows operating system and Office applications | Device | 33.45 | 757568.5755
ASPAC | Korea | Desktop | Device | 10131000021784 | PST Storage | Low cost storage | Per GB | 0.6 | 685.032
ASPAC |  | Desktop | Device | 10131000021782 | PST Storage | Low cost storage | Per GB | 0.6 | N/A
ASPAC |  | Desktop | Device | 10131000021783 | PST Storage_CGM | Low cost storage | Per GB | 0.6 | N/A
NAM |  | Desktop | Device | 10131000033948 | Standard Desktop | Standard Citi Desktop, with keyboard and mouse, Windows operating system and Office applications | Device | 38 | 38
EMEA | Algeria | Desktop | Device | 10131000016791 | Standard Desktop | Standard Citi Desktop, with keyboard and mouse, Windows operating system and Office applications | Device | 76.8096 | 5691.38
EMEA | Bahrain | Desktop | Device | 10131000016792 | Standard Desktop | Standard Citi Desktop, with keyboard and mouse, Windows operating system and Office applications | Device | 100.36 | 100.36
EMEA | Barcelona | Desktop | Device | 10131000056983 | Standard Desktop | Standard Citi Desktop, with keyboard and mouse, Windows operating system and Office applications | Device | 39.0703 | 31.39
EMEA | Bulgaria | Desktop | Device | 10131000016793 | Standard Desktop | Standard Citi Desktop, with keyboard and mouse, Windows operating system and Office applications | Device | 45.4338 | 72.71
EMEA | Cameroon | Desktop | Device | 10131000016794 | Standard Desktop | Standard Citi Desktop, with keyboard and mouse, Windows operating system and Office applications | Device | 117.4459 | 61418.62
EMEA | Congo | Desktop | Device | 10131000016795 | Standard Desktop | Standard Citi Desktop, with keyboard and mouse, Windows operating system and Office applications | Device | 209.55 | 209.55
EMEA | Cote D'Ivoir | Desktop | Device | 10131000016796 | Standard Desktop | Standard Citi Desktop, with keyboard and mouse, Windows operating system and Office applications | Device | 276.3168 | 144500.54
EMEA | Czech | Desktop | Device | 10131000016797 | Standard Desktop | Standard Citi Desktop, with keyboard and mouse, Windows operating system and Office applications | Device | 13.34 | 271.37
EMEA | Egypt | Desktop | Device | 10131000016798 | Standard Desktop | Standard Citi Desktop, with keyboard and mouse, Windows operating system and Office applications | Device | 35.3137 | 251.61
EMEA | France | Desktop | Device | 10131000016831 | Standard Desktop | Standard Citi Desktop, with keyboard and mouse, Windows operating system and Office applications | Device | 120.3724 | 96.71
EMEA | Gabon | Desktop | Device | 10131000016799 | Standard Desktop | Standard Citi Desktop, with keyboard and mouse, Windows operating system and Office applications | Device | 120.0567 | 62783.95
EMEA | Germany | Desktop | Device | 10131000016832 | Standard Desktop | Standard Citi Desktop, with keyboard and mouse, Windows operating system and Office applications | Device | 170.147 | 136.7
EMEA | Hungary | Desktop | Device | 10131000016800 | Standard Desktop | Standard Citi Desktop, with keyboard and mouse, Windows operating system and Office applications | Device | 18.0529 | 4201.91
EMEA | Ireland | Desktop | Device | 10131000016833 | Standard Desktop | Standard Citi Desktop, with keyboard and mouse, Windows operating system and Office applications | Device | 14.1644 | 11.38
EMEA | Israel | Desktop | Device | 10131000016802 | Standard Desktop | Standard Citi Desktop, with keyboard and mouse, Windows operating system and Office applications | Device | 162.482 | 651.4
EMEA | Italy | Desktop | Device | 10131000016834 | Standard Desktop | Standard Citi Desktop, with keyboard and mouse, Windows operating system and Office applications | Device | 137.076 | 110.13
EMEA | Jordan | Desktop | Device | 10131000016803 | Standard Desktop | Standard Citi Desktop, with keyboard and mouse, Windows operating system and Office applications | Device | 104.4154 | 76.04
EMEA | Kazakhstan | Desktop | Device | 10131000016804 | Standard Desktop | Standard Citi Desktop, with keyboard and mouse, Windows operating system and Office applications | Device | 73.3911 | 10905.2
EMEA | Kenya | Desktop | Device | 10131000016805 | Standard Desktop | Standard Citi Desktop, with keyboard and mouse, Windows operating system and Office applications | Device | 191.1458 | 17465.95
EMEA | Kuwait | Desktop | Device | 10131000033912 | Standard Desktop | Standard Citi Desktop, with keyboard and mouse, Windows operating system and Office applications | Device | 215.3912 | 59.98
EMEA | Lebanon | Desktop | Device | 10131000016806 | Standard Desktop | Standard Citi Desktop, with keyboard and mouse, Windows operating system and Office applications | Device | 57.4623 | 91541.24
EMEA | Luxembourg | Desktop | Device | 10131000016835 | Standard Desktop | Standard Citi Desktop, with keyboard and mouse, Windows operating system and Office applications | Device | 44.7709 | 35.97
EMEA | Morocco | Desktop | Device | 10131000016807 | Standard Desktop | Standard Citi Desktop, with keyboard and mouse, Windows operating system and Office applications | Device | 189.5436 | 1659.36
EMEA | Netherlands | Desktop | Device | 10131000016836 | Standard Desktop | Standard Citi Desktop, with keyboard and mouse, Windows operating system and Office applications | Device | 46.1899 | 37.11
EMEA | Nigeria | Desktop | Device | 10131000016808 | Standard Desktop | Standard Citi Desktop, with keyboard and mouse, Windows operating system and Office applications | Device | 65.6837 | 11346.86
EMEA | Pakistan | Desktop | Device | 10131000016809 | Standard Desktop | Standard Citi Desktop, with keyboard and mouse, Windows operating system and Office applications | Device | 14.3015 | 1460.24
EMEA | Poland | Desktop | Device | 10131000016811 | Standard Desktop | Standard Citi Desktop, with keyboard and mouse, Windows operating system and Office applications | Device | 18.4766 | 62.69
EMEA | Portugal | Desktop | Device | 10131000016837 | Standard Desktop | Standard Citi Desktop, with keyboard and mouse, Windows operating system and Office applications | Device | 111.8215 | 89.84
EMEA | Qatar | Desktop | Device | 10131000016839 | Standard Desktop | Standard Citi Desktop, with keyboard and mouse, Windows operating system and Office applications | Device | 236.31 | 236.31
EMEA | Romania | Desktop | Device | 10131000016813 | Standard Desktop | Standard Citi Desktop, with keyboard and mouse, Windows operating system and Office applications | Device | 19.8245 | 77.17
EMEA | Russia | Desktop | Device | 10131000016814 | Standard Desktop | Standard Citi Desktop, with keyboard and mouse, Windows operating system and Office applications | Device | 15.1262 | 511.72
EMEA | Senegal | Desktop | Device | 10131000016816 | Standard Desktop | Standard Citi Desktop, with keyboard and mouse, Windows operating system and Office applications | Device | 209.4697 | 109542.66
EMEA | Slovakia | Desktop | Device | 10131000016817 | Standard Desktop | Standard Citi Desktop, with keyboard and mouse, Windows operating system and Office applications | Device | 25.8145 | 20.74
EMEA | South Africa | Desktop | Device | 10131000016818 | Standard Desktop | Standard Citi Desktop, with keyboard and mouse, Windows operating system and Office applications | Device | 115.0565 | 978.98
EMEA | Spain | Desktop | Device | 10131000033833 | Standard Desktop | Standard Citi Desktop, with keyboard and mouse, Windows operating system and Office applications | Device | 122.5133 | 98.43
EMEA | Spain Cons | Desktop | Device | 10131000033840 | Standard Desktop | Standard Citi Desktop, with keyboard and mouse, Windows operating system and Office applications | Device | 80.3437 | 64.55
EMEA | Switzerland | Desktop | Device | 10131000016838 | Standard Desktop | Standard Citi Desktop, with keyboard and mouse, Windows operating system and Office applications | Device | 117.1467 | 121.99
EMEA | Tanzania | Desktop | Device | 10131000016819 | Standard Desktop | Standard Citi Desktop, with keyboard and mouse, Windows operating system and Office applications | Device | 202.1336 | 348885.09
EMEA | Tunisia | Desktop | Device | 10131000016820 | Standard Desktop | Standard Citi Desktop, with keyboard and mouse, Windows operating system and Office applications | Device | 159.7728 | 248.91
EMEA | Turkey | Desktop | Device | 10131000016822 | Standard Desktop | Standard Citi Desktop, with keyboard and mouse, Windows operating system and Office applications | Device | 26.9679 | 50.51
EMEA | UAE | Desktop | Device | 10131000016823 | Standard Desktop | Standard Citi Desktop, with keyboard and mouse, Windows operating system and Office applications | Device | 61.8046 | 227.01
EMEA | Uganda | Desktop | Device | 10131000016824 | Standard Desktop | Standard Citi Desktop, with keyboard and mouse, Windows operating system and Office applications | Device | 147.7275 | 410685.12
EMEA | Ukraine | Desktop | Device | 10131000016825 | Standard Desktop | Standard Citi Desktop, with keyboard and mouse, Windows operating system and Office applications | Device | 43.893 | 393.94
EMEA | United Kingdom | Desktop | Device | 10131000016827 | Standard Desktop | Standard Citi Desktop, with keyboard and mouse, Windows operating system and Office applications | Device | 31.2697 | 20
EMEA | Zambia | Desktop | Device | 10131000016826 | Standard Desktop | Standard Citi Desktop, with keyboard and mouse, Windows operating system and Office applications | Device | 285.5765 | 1586447.77
ASPAC | Australia | Desktop | Device | 10131000021816 | Standard Desktop | Standard Citi Desktop, with keyboard and mouse, Windows operating system and Office applications | Device | 14.72 | 14.2784
ASPAC | China | Desktop | Device | 10131000021817 | Standard Desktop | Standard Citi Desktop, with keyboard and mouse, Windows operating system and Office applications | Device | 14.48 | 92.9616
ASPAC | Hong Kong | Desktop | Device | 10131000021818 | Standard Desktop | Standard Citi Desktop, with keyboard and mouse, Windows operating system and Office applications | Device | 13.41 | 103.9275
ASPAC | India | Desktop | Device | 10131000021820 | Standard Desktop | Standard Citi Desktop, with keyboard and mouse, Windows operating system and Office applications | Device | 17.16 | 1005.9192
ASPAC | Indonesia | Desktop | Device | 10131000021819 | Standard Desktop | Standard Citi Desktop, with keyboard and mouse, Windows operating system and Office applications | Device | 16.18 | 159986.7074
ASPAC | Korea | Desktop | Device | 10131000021821 | Standard Desktop | Standard Citi Desktop, with keyboard and mouse, Windows operating system and Office applications | Device | 14.27 | 16292.3444
ASPAC | Malaysia | Desktop | Device | 10131000021822 | Standard Desktop | Standard Citi Desktop, with keyboard and mouse, Windows operating system and Office applications | Device | 14.08 | 44.4928
ASPAC | Philippines | Desktop | Device | 10131000021823 | Standard Desktop | Standard Citi Desktop, with keyboard and mouse, Windows operating system and Office applications | Device | 16.05 | 675.063
ASPAC | Singapore | Desktop | Device | 10131000021824 | Standard Desktop | Standard Citi Desktop, with keyboard and mouse, Windows operating system and Office applications | Device | 14.61 | 18.1164
ASPAC | Taiwan | Desktop | Device | 10131000021826 | Standard Desktop | Standard Citi Desktop, with keyboard and mouse, Windows operating system and Office applications | Device | 14.33 | 424.4546
ASPAC | Thailand | Desktop | Device | 10131000021825 | Standard Desktop | Standard Citi Desktop, with keyboard and mouse, Windows operating system and Office applications | Device | 14.64 | 468.6264
ASPAC | Vietnam | Desktop | Device | 10131000057331 | Standard Desktop | Standard Citi Desktop, with keyboard and mouse, Windows operating system and Office applications | Device | 13.33 | 301895.0407
JP |  | Desktop | Device | 10131000033828 | Standard Desktop | Standard Citi Desktop, with keyboard and mouse, Windows operating system and Office applications | Device | 32.24 | 2516
NAM |  | Desktop | Device | 10131000056381 | Standard Monitor | Citi Standard Monitor (22" and below) | Device | 2.8 | 2.8
EMEA | Bulgaria | Desktop | Device | 10131000002062 | Standard Monitor | Citi Standard Monitor (22" and below) | Device | 2.9993 | 4.8
EMEA | Czech | Desktop | Device | 10131000002292 | Standard Monitor | Citi Standard Monitor (22" and below) | Device | 0.6682 | 13.6
EMEA | Hungary | Desktop | Device | 10131000002064 | Standard Monitor | Citi Standard Monitor (22" and below) | Device | 3 | 3
EMEA | Hungary | Desktop | Device | 10131000002065 | Standard Monitor | Citi Standard Monitor (22" and below) | Device | 1.492 | 347.27
EMEA | Ireland | Desktop | Device | 10131000002300 | Standard Monitor | Citi Standard Monitor (22" and below) | Device | 2.7632 | 2.22
EMEA | Romania | Desktop | Device | 10131000002295 | Standard Monitor | Citi Standard Monitor (22" and below) | Device | 0.22864 | 0.89
EMEA | Russia | Desktop | Device | 10131000002067 | Standard Monitor | Citi Standard Monitor (22" and below) | Device | 2.5294 | 85.57
EMEA | Slovakia | Desktop | Device | 10131000002178 | Standard Monitor | Citi Standard Monitor (22" and below) | Device | 2.9997 | 2.41
EMEA | United Kingdom | Desktop | Device | 10131000002297 | Standard Monitor | Citi Standard Monitor (22" and below) | Device | 7.4578 | 4.77
ASPAC | Australia | Desktop | Device | 10131000021752 | Standard Monitor | Citi Standard Monitor (22" and below) | Device | 2.56 | 2.4832
ASPAC | China | Desktop | Device | 10131000021753 | Standard Monitor | Citi Standard Monitor (22" and below) | Device | 2.47 | 15.8574
ASPAC | Hong Kong | Desktop | Device | 10131000021754 | Standard Monitor | Citi Standard Monitor (22" and below) | Device | 2.44 | 18.91
ASPAC | India | Desktop | Device | 10131000021757 | Standard Monitor | Citi Standard Monitor (22" and below) | Device | 2.87 | 168.2394
ASPAC | Indonesia | Desktop | Device | 10131000021756 | Standard Monitor | Citi Standard Monitor (22" and below) | Device | 2.19 | 21654.5667
ASPAC | Korea | Desktop | Device | 10131000021758 | Standard Monitor | Citi Standard Monitor (22" and below) | Device | 2.56 | 2922.8032
ASPAC | Malaysia | Desktop | Device | 10131000021759 | Standard Monitor | Citi Standard Monitor (22" and below) | Device | 2.34 | 7.3944
ASPAC | Philippines | Desktop | Device | 10131000021760 | Standard Monitor | Citi Standard Monitor (22" and below) | Device | 3.67 | 154.3602
ASPAC | Singapore | Desktop | Device | 10131000021761 | Standard Monitor | Citi Standard Monitor (22" and below) | Device | 2.44 | 3.0256
ASPAC | Taiwan | Desktop | Device | 10131000021763 | Standard Monitor | Citi Standard Monitor (22" and below) | Device | 2.54 | 75.2348
ASPAC | Thailand | Desktop | Device | 10131000021762 | Standard Monitor | Citi Standard Monitor (22" and below) | Device | 2.75 | 88.0275
ASPAC | Vietnam | Desktop | Device | 10131000057334 | Standard Monitor | Citi Standard Monitor (22" and below) | Device | 3.47 | 78587.8313
JP |  | Desktop | Device | 10131000016769 | Standard Monitor | Citi Standard Monitor (22" and below) | Device | 3.29 | 257
NAM |  | Desktop | Device | 10131000036263 | Thin Client Hardware | Standard thin Client hardware devide (e.g. WYSE Terminal) or Repurposed PC, with keyboard and mouse and two standard monitors | Device | 9 | 9
EMEA |  | Desktop | Device | 10131000036179 | Thin Client Hardware | Standard thin Client hardware devide (e.g. WYSE Terminal) or Repurposed PC, with keyboard and mouse and two standard monitors | Device | 11.69 | N/A
ASPAC | Australia | Desktop | Device | 10131000021788 | Thin Client Hardware | Standard thin Client hardware devide (e.g. WYSE Terminal) or Repurposed PC, with keyboard and mouse and two standard monitors | Device | 7.38 | 7.1586
ASPAC | China | Desktop | Device | 10131000021789 | Thin Client Hardware | Standard thin Client hardware devide (e.g. WYSE Terminal) or Repurposed PC, with keyboard and mouse and two standard monitors | Device | 8.53 | 54.7626
ASPAC | Hong Kong | Desktop | Device | 10131000021790 | Thin Client Hardware | Standard thin Client hardware devide (e.g. WYSE Terminal) or Repurposed PC, with keyboard and mouse and two standard monitors | Device | 7.78 | 60.295
ASPAC | India | Desktop | Device | 10131000021793 | Thin Client Hardware | Standard thin Client hardware devide (e.g. WYSE Terminal) or Repurposed PC, with keyboard and mouse and two standard monitors | Device | 9.08 | 532.2696
ASPAC | Indonesia | Desktop | Device | 10131000021792 | Thin Client Hardware | Standard thin Client hardware devide (e.g. WYSE Terminal) or Repurposed PC, with keyboard and mouse and two standard monitors | Device | 7.87 | 77818.0091
ASPAC | Korea | Desktop | Device | 10131000021794 | Thin Client Hardware | Standard thin Client hardware devide (e.g. WYSE Terminal) or Repurposed PC, with keyboard and mouse and two standard monitors | Device | 7.39 | 8437.3108
ASPAC | Malaysia | Desktop | Device | 10131000021795 | Thin Client Hardware | Standard thin Client hardware devide (e.g. WYSE Terminal) or Repurposed PC, with keyboard and mouse and two standard monitors | Device | 7.16 | 22.6256
ASPAC | Philippines | Desktop | Device | 10131000021796 | Thin Client Hardware | Standard thin Client hardware devide (e.g. WYSE Terminal) or Repurposed PC, with keyboard and mouse and two standard monitors | Device | 6.91 | 290.6346
ASPAC | Singapore | Desktop | Device | 10131000021797 | Thin Client Hardware | Standard thin Client hardware devide (e.g. WYSE Terminal) or Repurposed PC, with keyboard and mouse and two standard monitors | Device | 8.82 | 10.9368
ASPAC | Taiwan | Desktop | Device | 10131000021799 | Thin Client Hardware | Standard thin Client hardware devide (e.g. WYSE Terminal) or Repurposed PC, with keyboard and mouse and two standard monitors | Device | 7.36 | 218.0032
ASPAC | Thailand | Desktop | Device | 10131000021798 | Thin Client Hardware | Standard thin Client hardware devide (e.g. WYSE Terminal) or Repurposed PC, with keyboard and mouse and two standard monitors | Device | 9.07 | 290.3307
ASPAC | Vietnam | Desktop | Device | 10131000057335 | Thin Client Hardware | Standard thin Client hardware devide (e.g. WYSE Terminal) or Repurposed PC, with keyboard and mouse and two standard monitors | Device | 7.65 | 173255.5935
JP |  | Desktop | Device | 10131000027895 | Workstation | High-spec Citi Desktop, with keyboard and mouse, Windows operating system and Office applications | Device | 96.04 | 7496
NAM |  | Desktop | Support | 10131000017807 | Basic Support | Desktop Support. Tier based on the site support staff to user ratios of 400:1 for the business and location | Device | 19.36 | 19.36
EMEA |  | Desktop | Support | 10131000057277 | Basic Support | Desktop Support. Tier based on the site support staff to user ratios of 400:1 for the business and location | Device | 53.55 | N/A
ASPAC |  | Desktop | Support | TBD | Basic Support | Desktop Support. Tier based on the site support staff to user ratios of 400:1 for the business and location | Device | 2.64 | N/A
JP |  | Desktop | Support | TBD | Basic Support | Desktop Support. Tier based on the site support staff to user ratios of 400:1 for the business and location | Device | 39.7192 | 3100
EMEA | Czech | Desktop | Support | 10131000027901 | Dedicated Support | Dedicated desktop support | FTE Cost | 4298.5432 | 87489.3712
EMEA | France | Desktop | Support | 10131000027910 | Dedicated Support | Dedicated desktop support | FTE Cost | 185.2613 | 148.8432
EMEA | Germany | Desktop | Support | 10131000027911 | Dedicated Support | Dedicated desktop support | FTE Cost | 222.261 | 178.5696
EMEA | Israel | Desktop | Support | 10131000051989 | Dedicated Support | Dedicated desktop support | FTE Cost | 6726.6477 | 26967.5296
EMEA | Italy | Desktop | Support | 10131000027913 | Dedicated Support | Dedicated desktop support | FTE Cost | 306.3591 | 246.136
EMEA | Russia | Desktop | Support | 10131000027904 | Dedicated Support | Dedicated desktop support | FTE Cost | N/A | N/A
EMEA | South Africa | Desktop | Support | 10131000027906 | Dedicated Support | Dedicated desktop support | FTE Cost | 141.3584 | 1202.7752
EMEA | Switzerland | Desktop | Support | 10131000027914 | Dedicated Support | Dedicated desktop support | FTE Cost | 471.1135 | 490.5912
NAM |  | Desktop | Support | TBD | Desktop Support IMAC Level 0 | One-time cost per request for MarketPlace products that take the lowest amount of effort to fulfill on average | Per Request | 30 | 30
NAM |  | Desktop | Support | 10131000020854 | Desktop Support IMAC Level 1 | One-time cost per request for MarketPlace products that take the lowest amount of effort to fulfill on average | Per Request | 61.6 | 61.6
EMEA | Czech | Desktop | Support | 10131000016643 | Desktop Support IMAC Level 1 | One-time cost per request for MarketPlace products that take the lowest amount of effort to fulfill on average | Per Request | 22.5888 | 459.756
EMEA | Germany | Desktop | Support | 10131000016664 | Desktop Support IMAC Level 1 | One-time cost per request for MarketPlace products that take the lowest amount of effort to fulfill on average | Per Request | 45.4993 | 36.5552
EMEA | Hungary | Desktop | Support | 10131000016645 | Desktop Support IMAC Level 1 | One-time cost per request for MarketPlace products that take the lowest amount of effort to fulfill on average | Per Request | 39.95 | 9298.5816
EMEA | Ireland | Desktop | Support | 10131000016665 | Desktop Support IMAC Level 1 | One-time cost per request for MarketPlace products that take the lowest amount of effort to fulfill on average | Per Request | 26.419 | 21.2256
EMEA | Poland | Desktop | Support | 10131000016649 | Desktop Support IMAC Level 1 | One-time cost per request for MarketPlace products that take the lowest amount of effort to fulfill on average | Per Request | 14.6695 | 49.7728
EMEA | Russia | Desktop | Support | 10131000016651 | Desktop Support IMAC Level 1 | One-time cost per request for MarketPlace products that take the lowest amount of effort to fulfill on average | Per Request | 38.7157 | 1309.7568
EMEA | Switzerland | Desktop | Support | 10131000016672 | Desktop Support IMAC Level 1 | One-time cost per request for MarketPlace products that take the lowest amount of effort to fulfill on average | Per Request | 200.8966 | 209.2024
EMEA | United Kingdom | Desktop | Support | 10131000016659 | Desktop Support IMAC Level 1 | One-time cost per request for MarketPlace products that take the lowest amount of effort to fulfill on average | Per Request | 36.5843 | 23.3992
NAM |  | Desktop | Support | 10131000020863 | Desktop Support IMAC Level 2 | One-time cost per request for MarketPlace products that take a medium amount of effort to fulfill on average | Per Request | 105.6 | 105.6
EMEA | United Kingdom | Desktop | Support | 10131000016687 | Desktop Support IMAC Level 2 | One-time cost per request for MarketPlace products that take a medium amount of effort to fulfill on average | Per Request | 104.5798 | 66.8888
NAM |  | Desktop | Support | 10131000020872 | Desktop Support IMAC Level 3 | One-time cost per request for MarketPlace products that take the greatest amount of effort to fulfill on average | Per Request | 320 | 320
EMEA | United Kingdom | Desktop | Support | 10131000016740 | Desktop Support IMAC Level 3 | One-time cost per request for MarketPlace products that take the greatest amount of effort to fulfill on average | Per Request | 187.2728 | 119.7789
NAM |  | Desktop | Support | TBD | End User IMAC Support Level 0 | Request for MarketPlace products that take a medium amount of effort to fulfill on average | Per Request | 30 | 30
NAM |  | Desktop | Support | 10131000020817 | End User Support IMAC Level 1 | Request for MarketPlace products that take the lowest amount of effort to fulfill on average | Per Request | 61.6 | 61.6
NAM |  | Desktop | Support | 10131000020824 | End User Support IMAC Level 2 | Request for MarketPlace products that take a medium amount of effort to fulfill on average | Per Request | 105.6 | 105.6
NAM |  | Desktop | Support | 10131000020832 | End User Support IMAC Level 3 | Request for MarketPlace products that take the greatest amount of effort to fulfill on average | Per Request | 320 | 320
NAM |  | Desktop | Support | 10131000017813 | Premium Support | Desktop Support. Tier based on the site support staff to user ratios of 100:1 for the business and location | Device | 95.04 | 95.04
ASPAC | Australia | Desktop | Support | 10131000056430 | Premium Support | Desktop Support. Tier based on the site support staff to user ratios of 100:1 for the business and location | Device | 130.8912 | 126.9645
ASPAC | Hong Kong | Desktop | Support | 10131000056441 | Premium Support | Desktop Support. Tier based on the site support staff to user ratios of 100:1 for the business and location | Device | 64.3808 | 498.9512
ASPAC | Singapore | Desktop | Support | 10131000056443 | Premium Support | Desktop Support. Tier based on the site support staff to user ratios of 100:1 for the business and location | Device | 59.9984 | 74.398
ASPAC |  | Desktop | Support | 10131000056636 | Premium Support | Desktop Support. Tier based on the site support staff to user ratios of 100:1 for the business and location | Device | 6.1688 | N/A
JP |  | Desktop | Support | 10131000027900 | Premium Support | Desktop Support. Tier based on the site support staff to user ratios of 100:1 for the business and location | Device | 146.5656 | 11439.12
EMEA | Algeria | Desktop | Support | 10131000028038 | Printer Support | Covers support cost of Printers and hardware | Per Printer | 25.4916 | 1888.86
EMEA | Bahrain | Desktop | Support | 10131000028040 | Printer Support | Covers support cost of Printers and hardware | Per Printer | 253.05 | 253.05
EMEA | Cameroon | Desktop | Support | 10131000028042 | Printer Support | Covers support cost of Printers and hardware | Per Printer | 50.897 | 26616.69
EMEA | Congo | Desktop | Support | 10131000028044 | Printer Support | Covers support cost of Printers and hardware | Per Printer | 68.29 | 68.29
EMEA | Cote D'Ivoir | Desktop | Support | 10131000028045 | Printer Support | Covers support cost of Printers and hardware | Per Printer | 163.7887 | 85653.68
EMEA | Egypt | Desktop | Support | 10131000028048 | Printer Support | Covers support cost of Printers and hardware | Per Printer | 3.2884 | 23.43
EMEA | Gabon | Desktop | Support | 10131000028049 | Printer Support | Covers support cost of Printers and hardware | Per Printer | 43.8021 | 22906.4
EMEA | Ireland | Desktop | Support | 10131000028080 | Printer Support | Covers support cost of Printers and hardware | Per Printer | 42.294 | 33.98
EMEA | Israel | Desktop | Support | 10131000028050 | Printer Support | Covers support cost of Printers and hardware | Per Printer | 187.8496 | 753.1
EMEA | Jordan | Desktop | Support | 10131000028051 | Printer Support | Covers support cost of Printers and hardware | Per Printer | 20.8034 | 15.15
EMEA | Kazakhstan | Desktop | Support | 10131000028052 | Printer Support | Covers support cost of Printers and hardware | Per Printer | 12.5833 | 1869.76
EMEA | Kenya | Desktop | Support | 10131000028053 | Printer Support | Covers support cost of Printers and hardware | Per Printer | 39.5156 | 3610.74
EMEA | Kuwait | Desktop | Support | 10131000028086 | Printer Support | Covers support cost of Printers and hardware | Per Printer | 59.5037 | 16.57
EMEA | Morocco | Desktop | Support | 10131000028054 | Printer Support | Covers support cost of Printers and hardware | Per Printer | 25.5708 | 223.86
EMEA | Nigeria | Desktop | Support | 10131000028055 | Printer Support | Covers support cost of Printers and hardware | Per Printer | 101.7963 | 17585.32
EMEA | Pakistan | Desktop | Support | 10131000028056 | Printer Support | Covers support cost of Printers and hardware | Per Printer | 5.0377 | 514.37
EMEA | Portugal | Desktop | Support | 10131000028083 | Printer Support | Covers support cost of Printers and hardware | Per Printer | 42.1696 | 33.88
EMEA | Qatar | Desktop | Support | 10131000028087 | Printer Support | Covers support cost of Printers and hardware | Per Printer | 173.93 | 173.93
EMEA | Senegal | Desktop | Support | 10131000028062 | Printer Support | Covers support cost of Printers and hardware | Per Printer | 106.8455 | 55875.1
EMEA | Slovakia | Desktop | Support | 10131000028064 | Printer Support | Covers support cost of Printers and hardware | Per Printer | 18.2469 | 14.66
EMEA | South Africa | Desktop | Support | 10131000028065 | Printer Support | Covers support cost of Printers and hardware | Per Printer | 3.809 | 32.41
EMEA | Tanzania | Desktop | Support | 10131000028066 | Printer Support | Covers support cost of Printers and hardware | Per Printer | 42.3991 | 73181.43
EMEA | Tunisia | Desktop | Support | 10131000028067 | Printer Support | Covers support cost of Printers and hardware | Per Printer | 14.9175 | 23.24
EMEA | Turkey | Desktop | Support | 10131000028069 | Printer Support | Covers support cost of Printers and hardware | Per Printer | 64.9504 | 121.65
EMEA | Uganda | Desktop | Support | 10131000028072 | Printer Support | Covers support cost of Printers and hardware | Per Printer | 75.9286 | 211082.74
EMEA | Ukraine | Desktop | Support | 10131000028073 | Printer Support | Covers support cost of Printers and hardware | Per Printer | 42.0791 | 377.66
EMEA | Zambia | Desktop | Support | 10131000028074 | Printer Support | Covers support cost of Printers and hardware | Per Printer | 243.2056 | 1351066.92
EMEA | Ireland | Desktop | Support | 10131000030297 | Remote Support | Covers remote Desktop Support | Per Desktop | 30.1211 | 24.2
NAM |  | Desktop | Support | 10131000017819 | Standard Support | Desktop Support. Tier based on the site support staff to user ratios of 250:1 for the business and location | Device | 35.2 | 35.2
EMEA | Algeria | Desktop | Support | 10131000033844 | Standard Support | Desktop Support. Tier based on the site support staff to user ratios of 250:1 for the business and location | Device | 45.6753 | 3384.4184
EMEA | Bahrain | Desktop | Support | 10131000033846 | Standard Support | Desktop Support. Tier based on the site support staff to user ratios of 250:1 for the business and location | Device | 54.384 | 54.384
EMEA | Barcelona | Desktop | Support | 10131000056984 | Standard Support | Desktop Support. Tier based on the site support staff to user ratios of 250:1 for the business and location | Device | 43.9878 | 35.3408
EMEA | Bulgaria | Desktop | Support | 10131000033847 | Standard Support | Desktop Support. Tier based on the site support staff to user ratios of 250:1 for the business and location | Device | 38.1232 | 61.0104
EMEA | Cameroon | Desktop | Support | 10131000033848 | Standard Support | Desktop Support. Tier based on the site support staff to user ratios of 250:1 for the business and location | Device | 162.0217 | 84729.6472
EMEA | Congo | Desktop | Support | 10131000033850 | Standard Support | Desktop Support. Tier based on the site support staff to user ratios of 250:1 for the business and location | Device | 236.3504 | 236.3504
EMEA | Cote D'Ivoir | Desktop | Support | 10131000033851 | Standard Support | Desktop Support. Tier based on the site support staff to user ratios of 250:1 for the business and location | Device | 114.4119 | 59832.0008
EMEA | Czech | Desktop | Support | 10131000033853 | Standard Support | Desktop Support. Tier based on the site support staff to user ratios of 250:1 for the business and location | Device | 35.9588 | 731.8784
EMEA | Egypt | Desktop | Support | 10131000033854 | Standard Support | Desktop Support. Tier based on the site support staff to user ratios of 250:1 for the business and location | Device | 40.6603 | 289.7048
EMEA | France | Desktop | Support | 10131000033892 | Standard Support | Desktop Support. Tier based on the site support staff to user ratios of 250:1 for the business and location | Device | 101.9518 | 81.9104
EMEA | Gabon | Desktop | Support | 10131000033855 | Standard Support | Desktop Support. Tier based on the site support staff to user ratios of 250:1 for the business and location | Device | 157.1341 | 82173.652
EMEA | Germany | Desktop | Support | 10131000033894 | Standard Support | Desktop Support. Tier based on the site support staff to user ratios of 250:1 for the business and location | Device | 58.7855 | 47.2296
EMEA | Hungary | Desktop | Support | 10131000033856 | Standard Support | Desktop Support. Tier based on the site support staff to user ratios of 250:1 for the business and location | Device | 25.2436 | 5875.5752
EMEA | Ireland | Desktop | Support | 10131000033896 | Standard Support | Desktop Support. Tier based on the site support staff to user ratios of 250:1 for the business and location | Device | 51.1511 | 41.096
EMEA | Israel | Desktop | Support | 10131000033858 | Standard Support | Desktop Support. Tier based on the site support staff to user ratios of 250:1 for the business and location | Device | 90.1498 | 361.416
EMEA | Italy | Desktop | Support | 10131000033899 | Standard Support | Desktop Support. Tier based on the site support staff to user ratios of 250:1 for the business and location | Device | 53.0022 | 42.5832
EMEA | Jordan | Desktop | Support | 10131000033859 | Standard Support | Desktop Support. Tier based on the site support staff to user ratios of 250:1 for the business and location | Device | 43.381 | 31.592
EMEA | Kazakhstan | Desktop | Support | 10131000033860 | Standard Support | Desktop Support. Tier based on the site support staff to user ratios of 250:1 for the business and location | Device | 28.1829 | 4187.7
EMEA | Kenya | Desktop | Support | 10131000033861 | Standard Support | Desktop Support. Tier based on the site support staff to user ratios of 250:1 for the business and location | Device | 70.2245 | 6416.7664
EMEA | Kuwait | Desktop | Support | 10131000033913 | Standard Support | Desktop Support. Tier based on the site support staff to user ratios of 250:1 for the business and location | Device | 200.3835 | 55.8008
EMEA | Lebanon | Desktop | Support | 10131000033862 | Standard Support | Desktop Support. Tier based on the site support staff to user ratios of 250:1 for the business and location | Device | 90.6277 | 144375.9944
EMEA | Luxembourg | Desktop | Support | 10131000033901 | Standard Support | Desktop Support. Tier based on the site support staff to user ratios of 250:1 for the business and location | Device | 88.4356 | 71.0512
EMEA | Morocco | Desktop | Support | 10131000033863 | Standard Support | Desktop Support. Tier based on the site support staff to user ratios of 250:1 for the business and location | Device | 107.4485 | 940.6584
EMEA | Netherlands | Desktop | Support | 10131000033903 | Standard Support | Desktop Support. Tier based on the site support staff to user ratios of 250:1 for the business and location | Device | 193.3776 | 155.364
EMEA | Nigeria | Desktop | Support | 10131000033864 | Standard Support | Desktop Support. Tier based on the site support staff to user ratios of 250:1 for the business and location | Device | 68.9184 | 11905.6608
EMEA | Pakistan | Desktop | Support | 10131000033865 | Standard Support | Desktop Support. Tier based on the site support staff to user ratios of 250:1 for the business and location | Device | 19.9473 | 2036.7072
EMEA | Poland | Desktop | Support | 10131000033867 | Standard Support | Desktop Support. Tier based on the site support staff to user ratios of 250:1 for the business and location | Device | 31.803 | 107.9056
EMEA | Portugal | Desktop | Support | 10131000033905 | Standard Support | Desktop Support. Tier based on the site support staff to user ratios of 250:1 for the business and location | Device | 168.8645 | 135.6696
EMEA | Qatar | Desktop | Support | 10131000033914 | Standard Support | Desktop Support. Tier based on the site support staff to user ratios of 250:1 for the business and location | Device | 211.3408 | 211.3408
EMEA | Romania | Desktop | Support | 10131000033870 | Standard Support | Desktop Support. Tier based on the site support staff to user ratios of 250:1 for the business and location | Device | 45.8848 | 178.6136
EMEA | Russia | Desktop | Support | 10131000033872 | Standard Support | Desktop Support. Tier based on the site support staff to user ratios of 250:1 for the business and location | Device | 29.4532 | 996.4064
EMEA | Russia | Desktop | Support | 10131000033873 | Standard Support | Desktop Support. Tier based on the site support staff to user ratios of 250:1 for the business and location | Device | 35.17 | 1189.8047
EMEA | Senegal | Desktop | Support | 10131000033875 | Standard Support | Desktop Support. Tier based on the site support staff to user ratios of 250:1 for the business and location | Device | 142.4358 | 74487.1336
EMEA | Slovakia | Desktop | Support | 10131000033877 | Standard Support | Desktop Support. Tier based on the site support staff to user ratios of 250:1 for the business and location | Device | 49.2234 | 39.5472
EMEA | South Africa | Desktop | Support | 10131000033878 | Standard Support | Desktop Support. Tier based on the site support staff to user ratios of 250:1 for the business and location | Device | 65.673 | 558.7912
EMEA | Spain | Desktop | Support | 10131000033907 | Standard Support | Desktop Support. Tier based on the site support staff to user ratios of 250:1 for the business and location | Device | 184.0126 | 147.84
EMEA | Spain Cons | Desktop | Support | 10131000033921 | Standard Support | Desktop Support. Tier based on the site support staff to user ratios of 250:1 for the business and location | Device | 47.1751 | 37.9016
EMEA | Switzerland | Desktop | Support | 10131000033910 | Standard Support | Desktop Support. Tier based on the site support staff to user ratios of 250:1 for the business and location | Device | 90.2442 | 93.9752
EMEA | Tanzania | Desktop | Support | 10131000033879 | Standard Support | Desktop Support. Tier based on the site support staff to user ratios of 250:1 for the business and location | Device | 100.2685 | 173064.7072
EMEA | Tunisia | Desktop | Support | 10131000033880 | Standard Support | Desktop Support. Tier based on the site support staff to user ratios of 250:1 for the business and location | Device | 82.4192 | 128.4008
EMEA | Turkey | Desktop | Support | 10131000033882 | Standard Support | Desktop Support. Tier based on the site support staff to user ratios of 250:1 for the business and location | Device | 31.0425 | 58.1416
EMEA | UAE | Desktop | Support | 10131000033883 | Standard Support | Desktop Support. Tier based on the site support staff to user ratios of 250:1 for the business and location | Device | 29.6725 | 108.988
EMEA | Uganda | Desktop | Support | 10131000033884 | Standard Support | Desktop Support. Tier based on the site support staff to user ratios of 250:1 for the business and location | Device | 91.8958 | 255471.8584
EMEA | UK (Nordics) | Desktop | Support | 10131000025778 | Standard Support | Desktop Support. Tier based on the site support staff to user ratios of 250:1 for the business and location | Device | 175.2857 | 112.112
EMEA | Ukraine | Desktop | Support | 10131000033885 | Standard Support | Desktop Support. Tier based on the site support staff to user ratios of 250:1 for the business and location | Device | 31.7231 | 284.7152
EMEA | United Kingdom | Desktop | Support | 10131000033888 | Standard Support | Desktop Support. Tier based on the site support staff to user ratios of 250:1 for the business and location | Device | 62.8359 | 40.1896
EMEA | Zambia | Desktop | Support | 10131000033886 | Standard Support | Desktop Support. Tier based on the site support staff to user ratios of 250:1 for the business and location | Device | 279.6467 | 1553506.46
ASPAC | Australia | Desktop | Support | 10131000021690 | Standard Support | Desktop Support. Tier based on the site support staff to user ratios of 250:1 for the business and location | Device | 50.98 | 49.4506
ASPAC | China | Desktop | Support | 10131000021691 | Standard Support | Desktop Support. Tier based on the site support staff to user ratios of 250:1 for the business and location | Device | 19 | 121.98
ASPAC | Hong Kong | Desktop | Support | 10131000021692 | Standard Support | Desktop Support. Tier based on the site support staff to user ratios of 250:1 for the business and location | Device | 11.65 | 90.2875
ASPAC | India | Desktop | Support | 10131000021694 | Standard Support | Desktop Support. Tier based on the site support staff to user ratios of 250:1 for the business and location | Device | 11.37 | 666.5094
ASPAC | Indonesia | Desktop | Support | 10131000021693 | Standard Support | Desktop Support. Tier based on the site support staff to user ratios of 250:1 for the business and location | Device | 8.64 | 85431.7152
ASPAC | Korea | Desktop | Support | 10131000021698 | Standard Support | Desktop Support. Tier based on the site support staff to user ratios of 250:1 for the business and location | Device | 26.69 | 30472.5068
ASPAC | Malaysia | Desktop | Support | 10131000021699 | Standard Support | Desktop Support. Tier based on the site support staff to user ratios of 250:1 for the business and location | Device | 8.04 | 25.4064
ASPAC | Philippines | Desktop | Support | 10131000021700 | Standard Support | Desktop Support. Tier based on the site support staff to user ratios of 250:1 for the business and location | Device | 3.27 | 137.5362
ASPAC | Singapore | Desktop | Support | 10131000021701 | Standard Support | Desktop Support. Tier based on the site support staff to user ratios of 250:1 for the business and location | Device | 7.78 | 9.6472
ASPAC | Taiwan | Desktop | Support | 10131000021703 | Standard Support | Desktop Support. Tier based on the site support staff to user ratios of 250:1 for the business and location | Device | 13.51 | 400.1662
ASPAC | Thailand | Desktop | Support | 10131000021702 | Standard Support | Desktop Support. Tier based on the site support staff to user ratios of 250:1 for the business and location | Device | 10.39 | 332.5839
ASPAC | Vietnam | Desktop | Support | 10131000057330 | Standard Support | Desktop Support. Tier based on the site support staff to user ratios of 250:1 for the business and location | Device | 33.07 | 748962.4153
ASPAC |  | Desktop | Support | 10131000029560 | Standard Support | Desktop Support. Tier based on the site support staff to user ratios of 250:1 for the business and location | Device | 7.1368 | N/A
JP |  | Desktop | Support | 10131000033843 | Standard Support | Desktop Support. Tier based on the site support staff to user ratios of 250:1 for the business and location | Device | 73.7169 | 5753.44
JP |  | Desktop | Support | 10131000036261 | Thin Client Support | Support for Thin Client | Per Device | 11.4781 | 895.84
NAM |  | Desktop | Virtual | 10131000056382 | CAP | Virtual computing desktop and applications on shared datacenter environment; can be accessed from thin clients, Citi devices, or remotely | User | 20 | 20
EMEA |  | Desktop | Virtual | 10131000056855 | CAP | Virtual computing desktop and applications on shared datacenter environment; can be accessed from thin clients, Citi devices, or remotely | User | 26.16 | N/A
ASPAC | Australia | Desktop | Virtual | 10131000057093 | CAP | Virtual computing desktop and applications on shared datacenter environment; can be accessed from thin clients, Citi devices, or remotely | User | 20.84 | 20.2148
ASPAC |  | Desktop | Virtual | 10131000056538 | CAP | Virtual computing desktop and applications on shared datacenter environment; can be accessed from thin clients, Citi devices, or remotely | User | 21.4 | N/A
JP |  | Desktop | Virtual | 10131000056521 | CAP | Virtual computing desktop and applications on shared datacenter environment; can be accessed from thin clients, Citi devices, or remotely | User | 45.83 | 3577
NAM |  | Desktop | Virtual | 10131000016940 | Premium VDI | Premium Virtual Desktop hosted from a data center, dedicated to user, running Windows and with Office applications. Comes with additional memory and processing speed. | Instance | 74 | 74
ASPAC |  | Desktop | Virtual | 10131000056532 | Premium VDI | Premium Virtual Desktop hosted from a data center, dedicated to user, running Windows and with Office applications. Comes with additional memory and processing speed. | Instance | 69.44 | N/A
NAM |  | Desktop | Virtual | 10131000016944 | Standard VDI | Standard Virtual Desktop hosted from a data center, dedicated to user, running Windows and with Office applications | Instance | 45 | 45
EMEA | United Kingdom | Desktop | Virtual | 10131000037542 | Standard VDI | Standard Virtual Desktop hosted from a data center, dedicated to user, running Windows and with Office applications | Instance | 93.84 | 60.02
ASPAC | India | Desktop | Virtual | 10131000021802 | Standard VDI | Standard Virtual Desktop hosted from a data center, dedicated to user, running Windows and with Office applications | Instance | 38.68 | 2267.4216
ASPAC |  | Desktop | Virtual | 10131000029595 | Standard VDI | Standard Virtual Desktop hosted from a data center, dedicated to user, running Windows and with Office applications | Instance | 53.96 | N/A
ASPAC | India | Desktop | Virtual | 10131000021801 | VDI Connectivity | Connectivity charge for VDI | Per User | 2.94 | 172.3428
ASPAC |  | Desktop | Virtual | 10131000052555 | VDI NAS | VDI NAS | Per User | 0.55 | N/A
NAM |  | Distributed Services | EOL | 10131000052440 | DC Distributed HW - EOL | End of support hardware model | Per Instance | 200 | 200
EMEA | Warsaw DC | Distributed Services | EOL | 10131000055538 | DC Distributed HW - EOL | End of support hardware model | Per Instance | 200 | N/A
ASPAC | Korea | Distributed Services | EOL | 10131000054498 | DC Distributed HW - EOL | End of support hardware model | Per Instance | 200 | 228344
ASPAC |  | Distributed Services | EOL | 10131000054496 | DC Distributed HW - EOL | End of support hardware model | Per Instance | 200 | N/A
ASPAC | Korea | Distributed Services | EOL | 10131000052000 | DC Distributed SW - EOL | Vendor maintenance support costs for EOL Software such as RedHat Linux 4, AIX 5.3 and SuSe Linux9 | Per Instance | 100 | 114172
ASPAC |  | Distributed Services | EOL | 10131000051971 | DC Distributed SW - EOL | Vendor maintenance support costs for EOL Software such as RedHat Linux 4, AIX 5.3 and SuSe Linux9 | Per Instance | 100 | N/A
NAM |  | Distributed Services | EOL | 10131000016019 | DC Distributed SW - EOL- 1st Year | Extended vendor maintenance support costs for EOL Software such as RedHat Linux 3, AIX 5.2, HP-UX 11, SWL 2005, and Oracle 10g | Per Instance | 100 | 100
EMEA | United Kingdom | Distributed Services | EOL | 10131000054447 | DC Distributed SW - EOL- 1st Year | Extended vendor maintenance support costs for EOL Software such as RedHat Linux 3, AIX 5.2, HP-UX 11, SWL 2005, and Oracle 10g | Per Instance | 100.0006 | 63.96
EMEA | Warsaw DC | Distributed Services | EOL | 10131000055490 | DC Distributed SW - EOL- 1st Year | Extended vendor maintenance support costs for EOL Software such as RedHat Linux 3, AIX 5.2, HP-UX 11, SWL 2005, and Oracle 10g | Per Instance | 100 | N/A
NAM |  | Distributed Services | EOL | 10131000016024 | DC Distributed SW - EOL- 2nd Year | Extended vendor maintenance support costs for EOL Software such as RedHat Linux 3, AIX 5.2, HP-UX 11, SWL 2005, and Oracle 10g | Per Instance | 375 | 375
EMEA | United Kingdom | Distributed Services | EOL | 10131000054442 | DC Distributed SW - EOL- 2nd Year | Extended vendor maintenance support costs for EOL Software such as RedHat Linux 3, AIX 5.2, HP-UX 11, SWL 2005, and Oracle 10g | Per Instance | 586.3077 | 375
EMEA | Warsaw DC | Distributed Services | EOL | 10131000055540 | DC Distributed SW - EOL- 2nd Year | Extended vendor maintenance support costs for EOL Software such as RedHat Linux 3, AIX 5.2, HP-UX 11, SWL 2005, and Oracle 10g | Per Instance | 375 | N/A
NAM |  | Distributed Services | EOL | 10131000052439 | DC Distributed SW EOL- 3rd year | Extended vendor maintenance support costs for EOL Software such as RedHat Linux 3, AIX 5.2, HP-UX 11, SWL 2005, and Oracle 10g | Per Instance | 500 | 500
EMEA | United Kingdom | Distributed Services | EOL | 10131000054436 | DC Distributed SW EOL- 3rd year | Extended vendor maintenance support costs for EOL Software such as RedHat Linux 3, AIX 5.2, HP-UX 11, SWL 2005, and Oracle 10g | Per Instance | 781.7436 | 500
EMEA | Warsaw DC | Distributed Services | EOL | 10131000055541 | DC Distributed SW EOL- 3rd year | Extended vendor maintenance support costs for EOL Software such as RedHat Linux 3, AIX 5.2, HP-UX 11, SWL 2005, and Oracle 10g | Per Instance | 500 | N/A
NAM |  | Distributed Services | EOL | 10131000057187 | DC Distributed SW - EOL- 4th year | Extended vendor maintenance support costs for EOL Software such as RedHat Linux 3, AIX 5.2, HP-UX 11, SWL 2005, and Oracle 10g | Per Instance | 1000 | 1000
NAM |  | Distributed Services | EOL | 10131000057188 | DC Distributed SW - EOL- 4th year_W2K | Extended vendor maintenance support costs for EOL Software such as RedHat Linux 3, AIX 5.2, HP-UX 11, SWL 2005, and Oracle 10g | Per Instance | 1000 | 1000
ASPAC | Korea | Distributed Services | EOL | 10131000052001 | DC Distributed SW - EOL Extended | Extended vendor maintenance support costs for EOL Software such as RedHat Linux 3, AIX 5.2, HP-UX 11, SWL 2005, and Oracle 10g | Per Instance | 375 | 428145
ASPAC |  | Distributed Services | EOL | 10131000051972 | DC Distributed SW - EOL Extended | Extended vendor maintenance support costs for EOL Software such as RedHat Linux 3, AIX 5.2, HP-UX 11, SWL 2005, and Oracle 10g | Per Instance | 375 | N/A
ASPAC | Korea | Distributed Services | EOL | 10131000054497 | DC Distributed SW - EOL Extended 2x | Extended vendor maintenance support costs for EOL Software such as RedHat Linux 3, AIX 5.2, HP-UX 11, SWL 2005, and Oracle 10g | Per Instance | 500 | 570860
ASPAC |  | Distributed Services | EOL | 10131000018443 | DC Distributed SW - EOL Extended 2x | Extended vendor maintenance support costs for EOL Software such as RedHat Linux 3, AIX 5.2, HP-UX 11, SWL 2005, and Oracle 10g | Per Instance | 500 | N/A
NAM |  | Distributed Services | Grid | 10131000056365 | Grid Compute Node | Grid service is charged as all-inclusive core*hour rate. NAM average rate is $0.08/core/hour. This charge is includes hardware, network, and support cost of the environment. | Actual Cost | N/A | N/A
EMEA | United Kingdom | Distributed Services | Grid | 10131000019999 | Grid Compute Node | Grid service is charged as all-inclusive core*hour rate. EMEA average rate is $0.10/core/hour. This charge is includes hardware, network, and support cost of the environment. | Actual Cost | N/A | N/A
JP |  | Distributed Services | Hardware | 10131000012588 | Content Mgmt Sys | Middleware system for releasing content to Web servers, including editing, approval, workflows, schedulings, etc | Fixed Volume (100) + Volume split across businesses | 431.59 | 33685
JP |  | Distributed Services | Hardware | 10131000033089 | Data Center Hosting | Environmental charges per virtual U (DC charge methodology based on space, power, and cooling requirements) in CTI-owned DC space | Per VRU | 100.45 | 7839.9
JP |  | Distributed Services | Hardware | 10131000015805 | Database | Database administration support | Per DB instance | 911.8918 | 71171.15
EMEA | United Kingdom | Distributed Services | Hardware | 10131000016054 | DC Floor Space - Dedicated | Covers the cost of premises, cabling and DC site management | Per sq. ft. | 63.32 | 40.5
EMEA | United Kingdom | Distributed Services | Hardware | 10131000016058 | DC Floor Space - Racking | Covers the cost of premises, cabling, cabinets and DC site management | Per U of rack space used | 22.7534 | 14.553
NAM |  | Distributed Services | Hardware | 10131000016143 | DC Server Memory - IBM P-Series | Additional RAM memory in excess of 16GB per CPU | Per GB | 22.57 | 22.57
EMEA | United Kingdom | Distributed Services | Hardware | 10131000056754 | DC Server Memory - IBM P-Series | Additional RAM memory in excess of 4GB per CPU | Per GB | 31.42 | 20.0961
ASPAC |  | Distributed Services | Hardware | 10131000056470 | DC Server Memory - IBM P-Series | Additional RAM memory per CPU | Per GB | 13.78 | N/A
NAM |  | Distributed Services | Hardware | 10131000016148 | DC Server Memory - Sun Solaris (High Tiers) | Additional RAM memory in excess of 8GB per CPU for T series and V4440 and V4240 servers. | Per GB | 9 | 9
NAM |  | Distributed Services | Hardware | 10131000016152 | DC Server Memory - Sun Solaris (Low Tiers) | Additional RAM memory in excess of 8GB per CPU for E series and V480 and V490 servers | Per GB | 22 | 22
EMEA | United Kingdom | Distributed Services | Hardware | 10131000037195 | DC Server Memory - Unix | Additional RAM in excess of 2 GB per CPU | Per GB | 31.42 | 20.0961
NAM |  | Distributed Services | Hardware | 10131000016157 | DC Server Memory - x86 | Additional RAM memory in excess of 12GB per CPU for Wintel and 8GB per CPU for Unix | Per GB | 6.8 | 6.8
EMEA | United Kingdom | Distributed Services | Hardware | 10131000038696 | DC Server Memory - x86 | Additional RAM memory in excess of 12GB per CPU for Wintel and 8GB per CPU for Unix | Per GB | 0.82865 | 0.53
EMEA | Warsaw DC | Distributed Services | Hardware | 10131000038700 | DC Server Memory - x86 | Additional RAM memory in excess of 12GB per CPU for Wintel and 8GB per CPU for Unix | Per GB | 0.82 | N/A
ASPAC |  | Distributed Services | Hardware | 10131000056472 | DC Server Memory - x86 | Additional RAM memory in excess of 12GB per CPU for Wintel and 8GB per CPU for Unix | Per GB | 2.51 | N/A
ASPAC | Korea | Distributed Services | Hardware | 10131000020418 | Distributed HP Unix CPU | Represents CPU usage in HP Platform based on TPMC count | Per CPU | 1901.18 | 2170615.2296
ASPAC |  | Distributed Services | Hardware | 10131000020415 | Distributed HP Unix CPU | Represents CPU usage in HP Platform based on TPMC count | Per CPU | 2152.12 | N/A
ASPAC | Korea | Distributed Services | Hardware | 10131000052527 | Distributed Linux Blade CPU | CPU usage in Linux Blade Platform | Per CPU | 612.71 | 699543.2612
ASPAC | Korea | Distributed Services | Hardware | 10131000007471 | Distributed P-series CPU | Covers the cost of P-Series server and operating system depreciation, maintenance and premises | Per distributed MIP | 2287.23 | 2611376.2356
ASPAC |  | Distributed Services | Hardware | 10131000029283 | Distributed P-series CPU | Covers the cost of P-Series server and operating system depreciation, maintenance and premises | Per distributed MIP | 852.39 | N/A
JP |  | Distributed Services | Hardware | 10131000026632 | Distributed P-series CPU | Covers the cost of P-Series server and operating system depreciation, maintenance and premises | Per distributed MIP | 3094.8598 | 241547
ASPAC | Australia | Distributed Services | Hardware | 10131000052511 | Distributed Sun Solaris Appl Server | Represents Application servers charges allocated based on the no of servers in the country | Per CPU | 204.09 | 197.9673
ASPAC | China | Distributed Services | Hardware | 10131000052512 | Distributed Sun Solaris Appl Server | Represents Application servers charges allocated based on the no of servers in the country | Per CPU | 159.37 | 1023.1554
ASPAC | Hong Kong | Distributed Services | Hardware | 10131000052513 | Distributed Sun Solaris Appl Server | Represents Application servers charges allocated based on the no of servers in the country | Per CPU | 325.72 | 2524.33
ASPAC | Hong Kong | Distributed Services | Hardware | 10131000056652 | Distributed Sun Solaris Appl Server | Represents Application servers charges allocated based on the no of servers in the country | Per CPU | 320.78 | 2486.045
ASPAC | India | Distributed Services | Hardware | 10131000052548 | Distributed Sun Solaris Appl Server | Represents Application servers charges allocated based on the no of servers in the country | Per CPU | 195.42 | 11455.5204
ASPAC | Indonesia | Distributed Services | Hardware | 10131000052514 | Distributed Sun Solaris Appl Server | Represents Application servers charges allocated based on the no of servers in the country | Per CPU | 227.94 | 2253854.7642
ASPAC | Korea | Distributed Services | Hardware | 10131000052549 | Distributed Sun Solaris Appl Server | Represents Application servers charges allocated based on the no of servers in the country | Per CPU | 195.42 | 223114.9224
ASPAC | Malaysia | Distributed Services | Hardware | 10131000052515 | Distributed Sun Solaris Appl Server | Represents Application servers charges allocated based on the no of servers in the country | Per CPU | 208.44 | 658.6704
ASPAC | Philippines | Distributed Services | Hardware | 10131000052516 | Distributed Sun Solaris Appl Server | Represents Application servers charges allocated based on the no of servers in the country | Per CPU | 247.59 | 10413.6354
ASPAC | Singapore | Distributed Services | Hardware | 10131000056653 | Distributed Sun Solaris Appl Server | Represents Application servers charges allocated based on the no of servers in the country | Per CPU | 320.78 | 397.7672
ASPAC | Taiwan | Distributed Services | Hardware | 10131000052550 | Distributed Sun Solaris Appl Server | Represents Application servers charges allocated based on the no of servers in the country | Per CPU | 195.42 | 5788.3404
ASPAC | Taiwan | Distributed Services | Hardware | 10131000052518 | Distributed Sun Solaris Appl Server | Represents Application servers charges allocated based on the no of servers in the country | Per CPU | 691.23 | 20474.2326
ASPAC | Thailand | Distributed Services | Hardware | 10131000052517 | Distributed Sun Solaris Appl Server | Represents Application servers charges allocated based on the no of servers in the country | Per CPU | 397.93 | 12737.7393
ASPAC | Hong Kong | Distributed Services | Hardware | 10131000052521 | Distributed Sun Solaris Appl Server (CIB) | Represents Application servers charges allocated based on the no of servers in the country | Per CPU | 130.31 | 1009.9025
ASPAC | Singapore | Distributed Services | Hardware | 10131000052510 | Distributed Sun Solaris Appl Server (CIB) | Represents Application servers charges allocated based on the no of servers in the country | Per CPU | 227.54 | 282.1496
JP |  | Distributed Services | Hardware | 10131000039721 | Distributed Sun Solaris CPU | Charges for Software Liceneses & Maintenance that resdies on the server (formerly embedded in HW CPU rate). Includes: Veritas Storage Foundation Enterprise, Veritas Volume Replicator and PowerPath. | Per server CPU | 688.1424 | 53708
ASPAC |  | Distributed Services | Hardware | 10131000057115 | Distributed Sun/Solaris Hardware Tier 2 | Charges for Hardware associated with Solaris Servers | Per CPU | 260.15 | N/A
ASPAC |  | Distributed Services | Hardware | 10131000057116 | Distributed Sun/Solaris Hardware Tier 3 | Charges for Hardware associated with Solaris Servers | Per CPU | 647.77 | N/A
ASPAC | China | Distributed Services | Hardware | 10131000021643 | Distributed x86 Appl Server | Represents Application servers charges allocated based on the no of servers in the country | Per CPU | 130.91 | 840.4422
ASPAC | Hong Kong | Distributed Services | Hardware | 10131000021644 | Distributed x86 Appl Server | Represents Application servers charges allocated based on the no of servers in the country | Per CPU | 460.74 | 3570.735
ASPAC | Hong Kong | Distributed Services | Hardware | 10131000056650 | Distributed x86 Appl Server | Represents Application servers charges allocated based on the no of servers in the country | Per CPU | 164.04 | 1271.31
ASPAC | India | Distributed Services | Hardware | 10131000052551 | Distributed x86 Appl Server | Represents Application servers charges allocated based on the no of servers in the country | Per CPU | 197.12 | 11555.1744
ASPAC | Indonesia | Distributed Services | Hardware | 10131000021645 | Distributed x86 Appl Server | Represents Application servers charges allocated based on the no of servers in the country | Per CPU | 459.67 | 4545184.7831
ASPAC | Korea | Distributed Services | Hardware | 10131000052552 | Distributed x86 Appl Server | Represents Application servers charges allocated based on the no of servers in the country | Per CPU | 197.12 | 225055.8464
ASPAC | Malaysia | Distributed Services | Hardware | 10131000021665 | Distributed x86 Appl Server | Represents Application servers charges allocated based on the no of servers in the country | Per CPU | 212.06 | 670.1096
ASPAC | Philippines | Distributed Services | Hardware | 10131000021666 | Distributed x86 Appl Server | Represents Application servers charges allocated based on the no of servers in the country | Per CPU | 205.3 | 8634.918
ASPAC | Singapore | Distributed Services | Hardware | 10131000021668 | Distributed x86 Appl Server | Represents Application servers charges allocated based on the no of servers in the country | Per CPU | 273.29 | 338.8796
ASPAC | Singapore | Distributed Services | Hardware | 10131000056651 | Distributed x86 Appl Server | Represents Application servers charges allocated based on the no of servers in the country | Per CPU | 164.04 | 203.4096
ASPAC | Taiwan | Distributed Services | Hardware | 10131000021664 | Distributed x86 Appl Server | Represents Application servers charges allocated based on the no of servers in the country | Per CPU | 333.12 | 9867.0144
ASPAC | Taiwan | Distributed Services | Hardware | 10131000052553 | Distributed x86 Appl Server | Represents Application servers charges allocated based on the no of servers in the country | Per CPU | 197.12 | 5838.6944
ASPAC | Thailand | Distributed Services | Hardware | 10131000021669 | Distributed x86 Appl Server | Represents Application servers charges allocated based on the no of servers in the country | Per CPU | 514.51 | 16469.4651
ASPAC | Australia | Distributed Services | Hardware | 10131000021642 | Distributed x86 Appl Server (CIB) | Represents Application servers charges allocated based on the no of servers in the country | Per CPU | 246.4 | 239.008
ASPAC | Hong Kong | Distributed Services | Hardware | 10131000052524 | Distributed x86 Appl Server (CIB) | Represents Application servers charges allocated based on the no of servers in the country | Per CPU | 263.62 | 2043.055
ASPAC | Singapore | Distributed Services | Hardware | 10131000021648 | Distributed x86 Appl Server (CIB) | Represents Application servers charges allocated based on the no of servers in the country | Per CPU | 103.51 | 128.3524
JP |  | Distributed Services | Hardware | 10131000039724 | Distributed x86 Linux CPU | Represents Application servers charges allocated based on the no of servers in the country | Per CPU | 541.399 | 42255
NAM |  | Distributed Services | Hardware | 10131000057232 | IBM P-series Platform Tier 1 | HW cost includes Depreciation, HW Maintenance, Power, Heat, Premises, AIX OS, Partition Load Manager, Virtual I/O Server, Tivoli Ent. and HMC Console. IBM P520/p550 -- 1.65 MHz. | Per Server CPU | 527 | 527
EMEA | United Kingdom | Distributed Services | Hardware | 10131000026615 | IBM P-series Platform Tier 1 | HW cost includes Depreciation, HW Maintenance, Power, Heat, Premises, AIX OS, Partition Load Manager, Virtual I/O Server, Tivoli Ent. and HMC Console. IBM P520/p550 -- 1.65 MHz. | Per Server CPU | 592.4053 | 378.9
ASPAC |  | Distributed Services | Hardware | 10131000057111 | IBM P-series Platform Tier 1 | HW cost includes Depreciation, HW Maintenance, Power, Heat, Premises, AIX OS, Partition Load Manager, Virtual I/O Server, Tivoli Ent. and HMC Console. IBM P520/p550 -- 1.65 MHz. | Per Server CPU | 477.06 | N/A
NAM |  | Distributed Services | Hardware | 10131000057233 | IBM P-series Platform Tier 2 | HW cost includes Depreciation, HW Maintenance, Power, Heat, Premises, AIX OS, Partition Load Manager, Virtual I/O Server, Tivoli Ent. and HMC Console. IBM P570 -- 1.65 MHz. | Per Server CPU | 717 | 717
EMEA | United Kingdom | Distributed Services | Hardware | 10131000026625 | IBM P-series Platform Tier 2 | HW cost includes Depreciation, HW Maintenance, Power, Heat, Premises, AIX OS, Partition Load Manager, Virtual I/O Server, Tivoli Ent. and HMC Console. IBM P570 -- 1.65 MHz. | Per Server CPU | 805.9776 | 515.5
ASPAC |  | Distributed Services | Hardware | 10131000057112 | IBM P-series Platform Tier 2 | HW cost includes Depreciation, HW Maintenance, Power, Heat, Premises, AIX OS, Partition Load Manager, Virtual I/O Server, Tivoli Ent. and HMC Console. IBM P570 -- 1.65 MHz. | Per Server CPU | 644.03 | N/A
NAM |  | Distributed Services | Hardware | 10131000057234 | IBM P-series Platform Tier 3 | HW cost includes Depreciation, HW Maintenance, Power, Heat, Premises, AIX OS, Partition Load Manager, Virtual I/O Server, Tivoli Ent. and HMC Console. IBM P570 -- 1.90 MHz. | Per Server CPU | 757 | 757
EMEA | United Kingdom | Distributed Services | Hardware | 10131000026620 | IBM P-series Platform Tier 3 | HW cost includes Depreciation, HW Maintenance, Power, Heat, Premises, AIX OS, Partition Load Manager, Virtual I/O Server, Tivoli Ent. and HMC Console. IBM P570 -- 1.90 MHz. | Per Server CPU | 850.9435 | 544.26
JP |  | Distributed Services | Hardware | 10131000056505 | Middleware - Autosys | Job scheduling middleware which schedules/executes jobs on remote servers | Per Business Server | 94.1538 | 7348.5
JP |  | Distributed Services | Hardware | 10131000024897 | Middleware - NDM | Middleware for NDM end queue | Per Business Server | 642.979 | 50183.1
ASPAC | Korea | Distributed Services | Hardware | 10131000035438 | Sun / Solaris CPU | Charges for Hardware associated with Solaris Servers | Per CPU | 102.37 | 116877.8764
NAM |  | Distributed Services | Hardware | 10131000057226 | Sun / Solaris Hardware Platform Tier 1 | Charges for Hardware associated with Solaris Servers | Per CPU | 262 | 262
EMEA | United Kingdom | Distributed Services | Hardware | 10131000037138 | Sun / Solaris Hardware Platform Tier 1 | Charges for Hardware associated with Solaris Servers | Per CPU | 268.9042 | 171.99
NAM |  | Distributed Services | Hardware | 10131000057227 | Sun / Solaris Hardware Platform Tier 2 | Charges for Hardware associated with Solaris Servers | Per CPU | 330 | 330
EMEA | United Kingdom | Distributed Services | Hardware | 10131000037145 | Sun / Solaris Hardware Platform Tier 2 | Charges for Hardware associated with Solaris Servers | Per CPU | 338.6982 | 216.63
NAM |  | Distributed Services | Hardware | 10131000057228 | Sun / Solaris Hardware Platform Tier 3 | Charges for Hardware associated with Solaris Servers | Per CPU | 880 | 880
EMEA | United Kingdom | Distributed Services | Hardware | 10131000037152 | Sun / Solaris Hardware Platform Tier 3 | Charges for Hardware associated with Solaris Servers | Per CPU | 903.1952 | 577.68
ASPAC | Korea | Distributed Services | Hardware | 10131000025856 | x86 CPU | Charges for Hardware associated to X86 Servers | Per CPU | 506.81 | 578635.1132
ASPAC |  | Distributed Services | Hardware | 10131000025854 | x86 CPU | Charges for Hardware associated to X86 Servers | Per CPU | 164.04 | N/A
NAM |  | Distributed Services | Hardware | 10131000057229 | x86 Hardware Platform Tier 1 | Charges for Hardware associated to X86 Servers | Per Server CPU | 165 | 165
EMEA | United Kingdom | Distributed Services | Hardware | 10131000038658 | x86 Hardware Platform Tier 1 | Charges for Hardware associated to X86 Servers | Per Server CPU | 156.7552 | 100.26
EMEA | Warsaw DC | Distributed Services | Hardware | 10131000038662 | x86 Hardware Platform Tier 1 | Charges for Hardware associated to X86 Servers | Per Server CPU | 156.75 | N/A
ASPAC |  | Distributed Services | Hardware | 10131000057117 | x86 Hardware Platform Tier 1 | Charges for Hardware associated to X86 Servers | Per Server CPU | 175.83 | N/A
NAM |  | Distributed Services | Hardware | 10131000057230 | x86 Hardware Platform Tier 2 | Charges for Hardware associated to X86 Servers | Per Server CPU | 205 | 205
EMEA | United Kingdom | Distributed Services | Hardware | 10131000038664 | x86 Hardware Platform Tier 2 | Charges for Hardware associated to X86 Servers | Per Server CPU | 194.748 | 124.56
EMEA | Warsaw DC | Distributed Services | Hardware | 10131000038668 | x86 Hardware Platform Tier 2 | Charges for Hardware associated to X86 Servers | Per Server CPU | 194.75 | N/A
ASPAC |  | Distributed Services | Hardware | 10131000057118 | x86 Hardware Platform Tier 2 | Charges for Hardware associated to X86 Servers | Per Server CPU | 218.46 | N/A
NAM |  | Distributed Services | Hardware | 10131000057231 | x86 Hardware Platform Tier 3 | Charges for Hardware associated to X86 Servers | Per Server CPU | 292 | 292
EMEA | United Kingdom | Distributed Services | Hardware | 10131000038670 | x86 Hardware Platform Tier 3 | Charges for Hardware associated to X86 Servers | Per Server CPU | 277.3939 | 177.42
EMEA | Warsaw DC | Distributed Services | Hardware | 10131000038674 | x86 Hardware Platform Tier 3 | Charges for Hardware associated to X86 Servers | Per Server CPU | 277.4 | N/A
ASPAC |  | Distributed Services | Hardware | 10131000057120 | x86 Hardware Platform Tier 3 | Charges for Hardware associated to X86 Servers | Per Server CPU | 311.17 | N/A
EMEA | United Kingdom | Distributed Services | Support | 10131000007233 | Additional Application Support | Covers the cost of support provided for specific Applications | Actual Cost | 1.4853 | 0.95
NAM |  | Distributed Services | Support | 10131000009899 | Business Specific Distributed Software | Software specifically requested by the Business. Covers Operating Systems, Utilities and Applications. | Vendor Invoices | N/A | N/A
NAM |  | Distributed Services | Support | 10131000056344 | Database Shared Services | Database Shared Services Fixed | Per Instance | 67.45 | 67.45
ASPAC |  | Distributed Services | Support | 10131000056446 | Database Shared Services | Database Shared Services Fixed | Per Instance | 91.5 | N/A
NAM |  | Distributed Services | Support | 10131000015711 | Database Support | Dedicated support of client databases | Hours | 95 | 95
ASPAC | Australia | Distributed Services | Support | 10131000021636 | DBA Services | Represents database administration and in-country charges for Australia | Per Instance | 92.815 | 90.0305
NAM |  | Distributed Services | Support | 10131000057236 | DBA Support | Business Aligned DBA Support | Hours | 79.8 | 79.8
ASPAC |  | Distributed Services | Support | 10131000056440 | DC Business Aligned DBA Support | Business Aligned DBA Support | Hours | 61.75 | N/A
ASPAC |  | Distributed Services | Support | 10131000056436 | DC Business Aligned SA Support | Business Aligned SA Support | Hours | 61.75 | N/A
EMEA | United Kingdom | Distributed Services | Support | 10131000015818 | DC Database Shared Services Subscription (Cash) | DBA Subscription and Shared Support (Cash) | Actual Cost | 1.4853 | 0.95
EMEA | United Kingdom | Distributed Services | Support | 10131000015824 | DC Database Shared Services Subscription (Non Cash) | DBA Subscription and Shared Support (Non Cash) | Actual Cost | 1.4853 | 0.95
NAM |  | Distributed Services | Support | 10131000056346 | DC Shared Middleware Support Category 1 | Shared Middleware Support Category 1 | Per Instance | 101.25 | 101.25
EMEA | United Kingdom | Distributed Services | Support | 10131000056714 | DC Shared Middleware Support Category 1 | Shared Middleware Support Category 1 | Per Instance | 112.5 | 71.95
ASPAC |  | Distributed Services | Support | 10131000056448 | DC Shared Middleware Support Category 1 | Shared Middleware Support Category 1 | Per Instance | 112.5 | N/A
NAM |  | Distributed Services | Support | 10131000056355 | DC Shared Middleware Support Category 10 | Shared Middleware Support Category 10 | Per Instance | 66 | 66
EMEA | United Kingdom | Distributed Services | Support | 10131000056725 | DC Shared Middleware Support Category 10 | Shared Middleware Support Category 10 | Per Instance | 85.83 | 54.9
ASPAC |  | Distributed Services | Support | 10131000056457 | DC Shared Middleware Support Category 10 | Shared Middleware Support Category 10 | Per Instance | 63.747 | N/A
NAM |  | Distributed Services | Support | 10131000056356 | DC Shared Middleware Support Category 11 | Shared Middleware Support Category 11 | Report | 706.6667 | 706.6667
EMEA | United Kingdom | Distributed Services | Support | 10131000056726 | DC Shared Middleware Support Category 11 | Shared Middleware Support Category 11 | Report | 706.67 | 451.98
ASPAC |  | Distributed Services | Support | 10131000056458 | DC Shared Middleware Support Category 11 | Shared Middleware Support Category 11 | Report | 706.67 | N/A
NAM |  | Distributed Services | Support | 10131000056357 | DC Shared Middleware Support Category 12 | Shared Middleware Support Category 12 | Per CPU | 1828.75 | 1828.75
EMEA | United Kingdom | Distributed Services | Support | 10131000056740 | DC Shared Middleware Support Category 12 | Shared Middleware Support Category 12 | Per CPU | 1828.75 | 1169.65
ASPAC |  | Distributed Services | Support | 10131000056459 | DC Shared Middleware Support Category 12 | Shared Middleware Support Category 12 | Per CPU | 1828.75 | N/A
NAM |  | Distributed Services | Support | 10131000056358 | DC Shared Middleware Support Category 13 | Shared Middleware Support Category 13 | Per CPU | 0.01 | 0.01
EMEA | United Kingdom | Distributed Services | Support | 10131000056719 | DC Shared Middleware Support Category 13 | Shared Middleware Support Category 13 | Per CPU | 293.33 | 187.61
ASPAC |  | Distributed Services | Support | 10131000056460 | DC Shared Middleware Support Category 13 | Shared Middleware Support Category 13 | Per CPU | 150 | N/A
NAM |  | Distributed Services | Support | 10131000056359 | DC Shared Middleware Support Category 14 | Shared Middleware Support Category 14 | Report | 215.625 | 215.625
EMEA | United Kingdom | Distributed Services | Support | 10131000056741 | DC Shared Middleware Support Category 14 | Shared Middleware Support Category 14 | Report | 239.58 | 153.24
EMEA | United Kingdom | Distributed Services | Support | 10131000056743 | DC Shared Middleware Support Category 16 | Shared Middleware Support Category 16 | Per Instance | 654.7 | 418.74
NAM |  | Distributed Services | Support | 10131000056347 | DC Shared Middleware Support Category 2 | Shared Middleware Support Category 2 | Per Instance | 266.25 | 266.25
EMEA | United Kingdom | Distributed Services | Support | 10131000056723 | DC Shared Middleware Support Category 2 | Shared Middleware Support Category 2 | Per Instance | 295.83 | 189.21
ASPAC |  | Distributed Services | Support | 10131000056449 | DC Shared Middleware Support Category 2 | Shared Middleware Support Category 2 | Per Instance | 295.83 | N/A
NAM |  | Distributed Services | Support | 10131000056348 | DC Shared Middleware Support Category 3 | Shared Middleware Support Category 3 | Per Instance | 384.375 | 384.375
EMEA | United Kingdom | Distributed Services | Support | 10131000056738 | DC Shared Middleware Support Category 3 | Shared Middleware Support Category 3 | Per Instance | 427.08 | 273.16
ASPAC |  | Distributed Services | Support | 10131000056450 | DC Shared Middleware Support Category 3 | Shared Middleware Support Category 3 | Per Instance | 384.372 | N/A
NAM |  | Distributed Services | Support | 10131000056349 | DC Shared Middleware Support Category 4 | Shared Middleware Support Category 4 | PVU | 2.55 | 2.55
EMEA | United Kingdom | Distributed Services | Support | 10131000056731 | DC Shared Middleware Support Category 4 | Shared Middleware Support Category 4 | PVU | 4 | 2.56
ASPAC |  | Distributed Services | Support | 10131000056451 | DC Shared Middleware Support Category 4 | Shared Middleware Support Category 4 | PVU | 1.83 | N/A
NAM |  | Distributed Services | Support | 10131000056350 | DC Shared Middleware Support Category 5 | Shared Middleware Support Category 5 | PVU | 4.125 | 4.125
EMEA | United Kingdom | Distributed Services | Support | 10131000056717 | DC Shared Middleware Support Category 5 | Shared Middleware Support Category 5 | PVU | 4.17 | 2.66
ASPAC |  | Distributed Services | Support | 10131000056452 | DC Shared Middleware Support Category 5 | Shared Middleware Support Category 5 | PVU | 2.628 | N/A
NAM |  | Distributed Services | Support | 10131000056351 | DC Shared Middleware Support Category 6 | Shared Middleware Support Category 6 | Per Instance | 63.375 | 63.375
EMEA | United Kingdom | Distributed Services | Support | 10131000056724 | DC Shared Middleware Support Category 6 | Shared Middleware Support Category 6 | Per Instance | 146.67 | 93.81
ASPAC |  | Distributed Services | Support | 10131000056453 | DC Shared Middleware Support Category 6 | Shared Middleware Support Category 6 | Per Instance | 297 | N/A
NAM |  | Distributed Services | Support | 10131000056352 | DC Shared Middleware Support Category 7 | Shared Middleware Support Category 7 | PVU | 9.375 | 9.375
EMEA | United Kingdom | Distributed Services | Support | 10131000056716 | DC Shared Middleware Support Category 7 | Shared Middleware Support Category 7 | PVU | 24.17 | 15.46
ASPAC |  | Distributed Services | Support | 10131000056454 | DC Shared Middleware Support Category 7 | Shared Middleware Support Category 7 | PVU | 9.378 | N/A
NAM |  | Distributed Services | Support | 10131000056353 | DC Shared Middleware Support Category 8 | Shared Middleware Support Category 8 | PVU | 11.6922 | 11.6922
EMEA | United Kingdom | Distributed Services | Support | 10131000056739 | DC Shared Middleware Support Category 8 | Shared Middleware Support Category 8 | PVU | 3.28 | 2.1
ASPAC |  | Distributed Services | Support | 10131000056455 | DC Shared Middleware Support Category 8 | Shared Middleware Support Category 8 | PVU | 9.648 | N/A
NAM |  | Distributed Services | Support | 10131000056354 | DC Shared Middleware Support Category 9 | Shared Middleware Support Category 9 | Per Instance | 146.25 | 146.25
EMEA | United Kingdom | Distributed Services | Support | 10131000056718 | DC Shared Middleware Support Category 9 | Shared Middleware Support Category 9 | Per Instance | 66.67 | 42.64
ASPAC |  | Distributed Services | Support | 10131000056456 | DC Shared Middleware Support Category 9 | Shared Middleware Support Category 9 | Per Instance | 19.872 | N/A
NAM |  | Distributed Services | Support | 10131000017192 | Direct Server Support - Sun Solaris | Physical Direct Server Support - Sun Solaris | Per OS Instance | 194.75 | 194.75
EMEA | United Kingdom | Distributed Services | Support | 10131000037182 | Direct Server Support - Sun Solaris | Sun Solaris - Direct Server Support | Per OS Instance | 249.001 | 159.26
NAM |  | Distributed Services | Support | 10131000017198 | Direct Server Support - x86 | Physical Direct Server Support - WINTEL | Per OS Instance | 161.5 | 161.5
EMEA | United Kingdom | Distributed Services | Support | 10131000038684 | Direct Server Support - x86 | Wintel - Direct Server Support | Per OS Instance | 209.2728 | 133.85
ASPAC | Australia | Distributed Services | Support | 10131000057094 | Distributed Linux Infrastructure | Linux Infrastructure | Per Instance | 317.95 | 308.4115
ASPAC | Australia | Distributed Services | Support | 10131000057095 | Distributed Linux Support | Linux Support | Per Instance | 307.63 | 298.4011
NAM |  | Distributed Services | Support | 10131000056343 | GCG MW Support | GCG Business Aligned MW Support | Hours | 95 | 95
EMEA | United Kingdom | Distributed Services | Support | 10131000020572 | HW EOL Support - Distributed | Represents Application servers charges allocated based on the no of servers in Hong Kong | Per Instance | 200 | 127.92
EMEA | United Kingdom | Distributed Services | Support | 10131000024885 | Middleware - Additional Services | Covers the cost of Middleware software (Web, MQ, Direct Connect) | Actual Cost | 1.4071 | 0.9
EMEA | Warsaw DC | Distributed Services | Support | 10131000024889 | Middleware - Additional Services | Covers the cost of Middleware software (Web, MQ, Direct Connect) | Actual Cost | 1.404 | N/A
NAM |  | Distributed Services | Support | 10131000057235 | SA Support | Business Aligned SA Support | Hours | 65.55 | 65.55
JP |  | Distributed Services | Support | 10131000009881 | Server Support - Non Standard | Support for Non-Standard servers | Per Instance | 2355.2752 | 183824.05
JP |  | Distributed Services | Support | 10131000009879 | Server Support - Premium | Unix server administration support for standard requirements | Per Server | 1074.1571 | 83835.6
JP |  | Distributed Services | Support | 10131000009877 | Server Support - Standard | Unix Server Support - Standard | Per Server | 464.5698 | 36258.65
ASPAC |  | Distributed Services | Support | 10131000025881 | Shared Server Support - X86 | X86 Support | Per Instance | 234.29 | N/A
NAM |  | Distributed Services | Support | 10131000033568 | Solaris Direct Support | Solaris Support | Per Instance | 123.5 | 123.5
ASPAC |  | Distributed Services | Support | 10131000056640 | Sun / Solaris Shared Services Support | DC Sun Unix Support | Per Instance | 188.33 | N/A
EMEA | United Kingdom | Distributed Services | Support | 10131000037130 | Sun Solaris - Additional Services | Cluster S/W Licences - HACMP, Sun Cluster and Veritas CF | Per CPU | 1.5635 | 1
NAM |  | Distributed Services | Support | 10131000037577 | VM Direct Support | Direct SA support per VM | Per VM | 100 | 100
ASPAC | Australia | Distributed Services | Support | 10131000057096 | VMware Infrastructure | VMware Infrastructure | Per CPU | 226.24 | 219.4528
NAM |  | Distributed Services | Support | 10131000037656 | VMware Maintenance | Support for VMware software-- per CPU | Per CPU | 9.6045 | 9.6045
JP |  | Distributed Services | Support | 10131000038516 | Web Host Support | Web Host Support | Per Instance | 158.845 | 12397.5
EMEA | United Kingdom | Distributed Services | Support | 10131000038646 | x86 - Additional Services | Covers the cost of Citrix & other special software | Actual Cost | 1.5635 | 1
ASPAC | Australia | Distributed Services | Support | 10131000057097 | x86 Support | Charge for Direct SA support for Distributed Wintel Servers | Per Server | 357.41 | 346.6877
ASPAC |  | Distributed Services | Virtual | 10131000056469 | DC Server Memory - VMware | Charges for virtual RAM in the virtual environment for additional RAM memory in excess of 1GB per vCPU | Per GB | 3.09 | N/A
NAM |  | Distributed Services | Virtual | 10131000052577 | DC Server Virtual Memory | Charges for virtual RAM in the virtual environment for additional RAM memory in excess of 1GB per vCPU | Per GB | 4 | 4
NAM |  | Distributed Services | Virtual | 10131000053029 | DC Server Virtual Memory Daily | Charges for virtual RAM in the virtual environment for additional RAM memory in excess of 1GB per vCPU | Per GB | 0.15 | 0.15
EMEA | United Kingdom | Distributed Services | Virtual | 10131000023476 | Ldom Share | CPU, Memory, OS and NW Ports of the LDOM farm | Per Slice of one Core and<4GB Memory | 351.8628 | 225.05
NAM |  | Distributed Services | Virtual | 10131000057182 | VM Guest Tier 1 | Charges for each VM instance with less than 1 vcpu--including infrastructure hardware cost, network, support, and sw. | Per VM | 190 | 190
ASPAC |  | Distributed Services | Virtual | 10131000057319 | VM Guest Tier 1 | Represents VMWare Tier 1 charges based on number of virtual CPU | Per VM instance | 212.86 | N/A
NAM |  | Distributed Services | Virtual | 10131000057183 | VM Guest Tier 2 | Charges for each VM instance with >1<=2 vcpu--including infrastructure hardware cost, network, support, and sw. | Per VM | 220 | 220
ASPAC |  | Distributed Services | Virtual | 10131000057318 | VM Guest Tier 2 | Represents VMWare Tier 2 charges based on number of virtual CPU | Per VM instance | 270.33 | N/A
NAM |  | Distributed Services | Virtual | 10131000057184 | VM Guest Tier 3 | Charges for each VM instance with >2<=4 vcpu--including infrastructure hardware cost, network, support, and sw. | Per VM | 320 | 320
ASPAC |  | Distributed Services | Virtual | 10131000057317 | VM Guest Tier 3 | Represents VMWare Tier 3 charges based on number of virtual CPU | Per VM instance | 302.26 | N/A
NAM |  | Distributed Services | Virtual | 10131000057185 | VM Guest Tier 4 | Charges for each VM instance with >4<=8 vcpu--including infrastructure hardware cost, network, support, and sw. | Per VM | 480 | 480
ASPAC |  | Distributed Services | Virtual | 10131000057316 | VM Guest Tier 4 | Represents VMWare Tier 4 charges based on number of virtual CPU | Per VM instance | 419.34 | N/A
NAM |  | Distributed Services | Virtual | 10131000037581 | VM O/S Software | O/S Software for VM | Per VM | 25.9065 | 25.9065
JP |  | Distributed Services | Virtual | 10131000037636 | VMware | VMware hosts supported by the VMware team, and license costs | Per vCPU | 227.681 | 17770
NAM |  | Distributed Services | Virtual | 10131000057186 | VMware Self-Service Cloud | Charges for each self-service cloud instance -including infrastructure hardware cost, network, support, and sw. | Per vCPU Daily | 2.27 | 2.27
ASPAC |  | Distributed Services | Virtual | 10131000056643 | VMware Self-Service Cloud | Charges for each self-service cloud instance -including infrastructure hardware cost, network, support, and sw. | Per vCPU Daily | 6.02 | N/A
ASPAC |  | Distributed Services | Virtual | 10131000056647 | VMware Self-Service Cloud Virtual Memory | VM cloud memory | Per GB | 0.1 | N/A
NAM |  | Distributed Services | Virtual | 10131000037662 | Vmware Software | Software for VM | Per CPU | 57.418 | 57.418
NAM |  | Enterprise Systems | iSeries | 10131000022621 | iSeries Image | Optical storage allocated to iSeries LPARS | Per GB | 0.44 | 0.44
NAM |  | Enterprise Systems | iSeries | 10131000022622 | iSeries Partition | iSeries Partition Charge | Per Partition | 833.3305 | 833.3305
NAM |  | Enterprise Systems | iSeries | 10131000020603 | iSeries Processor | Hardware, software and support associated with AS400 systems, measured as total CPWs used in the month | Per Allocated CPWS | 5.03 | 5.03
EMEA |  | Enterprise Systems | iSeries | 10131000053707 | iSeries Processor | Hardware, software and support associated with AS400 systems, measured as total CPWs used in the month | Actual Cost | N/A | N/A
NAM |  | Enterprise Systems | iSeries | 10131000020605 | iSeries Storage | Storage associated with iSeries | Per GB | 1.57 | 1.57
EMEA |  | Enterprise Systems | iSeries | 10131000053711 | iSeries Storage | Storage associated with iSeries | Actual Cost | N/A | N/A
EMEA |  | Enterprise Systems | iSeries | 10131000053709 | Reg Stratus CPU | CPU usage in Stratus platform based on CPU seconds (EMEA) | Actual Cost | N/A | N/A
NAM |  | Enterprise Systems | Mainframe | 10131000009900 | Business Specific Mainframe Software | Software specifically requested by the Business. Covers Operating Systems, Utilities and Applications. | Vendor Invoices | N/A | N/A
NAM |  | Enterprise Systems | Mainframe | 10131000057126 | Dedicated Mainframe | Dedicated support for specific applications within the Data Center for Stratus, iSeries, TPF, Solution Edition | Actual Expenses | N/A | N/A
JP |  | Enterprise Systems | Mainframe | 10131000039540 | Mainframe | CPU - Measured by the 24 hour average of all weekdays during the month | Scaled Average MIPS | 3478 | 271450
EMEA | United Kingdom | Enterprise Systems | Mainframe | 10131000024008 | Mainframe - zLinux CPU | CPU - Measured by the 24 hour average of all weekdays during the month | Scaled Average MIPS | 18.28 | 11.69
EMEA |  | Enterprise Systems | Mainframe | 10131000023985 | Mainframe CPU | CPU - Measured by the 24 hour average of all weekdays during the month | Scaled Average MIPS | 195.6235 | N/A
NAM |  | Enterprise Systems | Mainframe | 10131000024045 | Mainframe Disaster Recovery | Maintenance of the DR facility with sufficient resources for the continuity of critical Business functions. Includes Mainframe processors and related equipment, support and premises. | Actual Expenses | N/A | N/A
JP |  | Enterprise Systems | Mainframe | TBD | Mainframe Disaster Recovery | Maintenance of the DR facility with sufficient resources for the continuity of critical Business functions. Includes Mainframe processors and related equipment, support and premises. | Actual Expenses | N/A | N/A
NAM |  | Enterprise Systems | Mainframe | 10131000056364 | Mainframe GDPS | Implementation of Hyper Swap and XRC COB | Actual Installed MIPS for the GDPS LPARs | 105 | 105
ASPAC |  | Enterprise Systems | Mainframe | 10131000056637 | Mainframe GDPS | Implementation of Hyper Swap and XRC COB | Actual Installed MIPS for the GDPS LPARs | 105.41 | N/A
NAM |  | Enterprise Systems | Mainframe | 10131000024018 | Mainframe GP CPU | CPU - Measured by the 24 hour average of all weekdays during the month | Scaled Average MIPS | 160 | 160
ASPAC | Korea | Enterprise Systems | Mainframe | 10131000020648 | Mainframe GP CPU | CPU - Measured by the 24 hour average of all weekdays during the month | Scaled Average MIPS | 224.18 | 255950.7896
ASPAC |  | Enterprise Systems | Mainframe | 10131000020645 | Mainframe GP CPU | CPU - Measured by the 24 hour average of all weekdays during the month | Scaled Average MIPS | 198.2 | N/A
NAM |  | Enterprise Systems | Mainframe | 10131000023975 | Mainframe Linux CPU | CPU - Measured by the 24 hour average of all weekdays during the month | Scaled Average MIPS | 9 | 9
NAM |  | Enterprise Systems | Mainframe | 10131000023977 | Mainframe ZIIP / ZAAP CPU | CPU - Measured by the 24 hour average of all weekdays during the month | Scaled Average MIPS | 2.95 | 2.95
ASPAC |  | Enterprise Systems | Mainframe | 10131000038966 | Mainframe ZIIP CPU | CPU - Measured by the 24 hour average of all weekdays during the month | Scaled Average MIPS | 3.96 | N/A
ASPAC |  | Enterprise Systems | Mainframe | 10131000038993 | Mainframe zLinux CPU | CPU - Measured by the 24 hour average of all weekdays during the month | Scaled Average MIPS | 14.81 | N/A
ASPAC |  | Enterprise Systems | Mainframe | 10131000035261 | Reg Stratus CPU | CPU usage in Stratus platform based on CPU seconds (Asia) | Direct Chargeback | 5.36 | N/A
JP |  | Enterprise Systems | Mainframe | 10131000035260 | Reg Stratus CPU | CPU usage in Stratus platform based on CPU seconds (Asia) | Direct Chargeback | 133069.06 | 10385747
NAM |  | GUCO | Collaboration | 10131000026006 | Office Communicator | Citi-issued Instant Messaging product for live chat conversations and desktop sharing | Per User / Account | 2.2848 | 2.2848
EMEA |  | GUCO | Collaboration | CHARGED THROUGH NAM SOID | Office Communicator | Citi-issued Instant Messaging product for live chat conversations and desktop sharing | Per User / Account | 2.2848 | N/A
ASPAC |  | GUCO | Collaboration | CHARGED THROUGH NAM SOID | Office Communicator | Citi-issued Instant Messaging product for live chat conversations and desktop sharing | Per User / Account | 2.2848 | N/A
JP |  | GUCO | Collaboration | CHARGED THROUGH NAM SOID | Office Communicator | Citi-issued Instant Messaging product for live chat conversations and desktop sharing | Per User / Account | 2.2848 | 178.3236
NAM |  | GUCO | Collaboration | 10131000033229 | SharePoint Additional Storage | Additional storage for SharePoint site | Per 100MB | 0.8 | 0.8
EMEA |  | GUCO | Collaboration | CHARGED THROUGH NAM SOID | SharePoint Additional Storage | Additional storage for SharePoint site | Per 100MB | 0.8 | N/A
ASPAC |  | GUCO | Collaboration | CHARGED THROUGH NAM SOID | SharePoint Additional Storage | Additional storage for SharePoint site | Per 100MB | 0.8 | N/A
JP |  | GUCO | Collaboration | CHARGED THROUGH NAM SOID | SharePoint Additional Storage | Additional storage for SharePoint site | Per 100MB | 0.8 | 62.4382
NAM |  | GUCO | Collaboration | 10131000033233 | SharePoint Basic | SharePoint site with basic back-up, retention and storage requirements | Per User / Account | 1.8 | 1.8
EMEA |  | GUCO | Collaboration | CHARGED THROUGH NAM SOID | SharePoint Basic | SharePoint site with basic back-up, retention and storage requirements | Per User / Account | 1.8 | N/A
ASPAC |  | GUCO | Collaboration | CHARGED THROUGH NAM SOID | SharePoint Basic | SharePoint site with basic back-up, retention and storage requirements | Per User / Account | 1.8 | N/A
JP |  | GUCO | Collaboration | CHARGED THROUGH NAM SOID | SharePoint Basic | SharePoint site with basic back-up, retention and storage requirements | Per User / Account | 1.8 | 140.486
NAM |  | GUCO | Conferencing | 10131000008001 | Audio Conferencing Attended | Operator assisted reserved audio conferencing calls | Actual Cost | N/A | N/A
EMEA |  | GUCO | Conferencing | CHARGED THROUGH NAM SOID | Audio Conferencing Attended | Operator assisted reserved audio conferencing calls | Actual Cost | N/A | N/A
ASPAC |  | GUCO | Conferencing | CHARGED THROUGH NAM SOID | Audio Conferencing Attended | Operator assisted reserved audio conferencing calls | Actual Cost | N/A | N/A
JP |  | GUCO | Conferencing | CHARGED THROUGH NAM SOID | Audio Conferencing Attended | Operator assisted reserved audio conferencing calls | Actual Cost | N/A | N/A
NAM |  | GUCO | Conferencing | 10131000036030 | Audio Conferencing Fees | Fees associated with audio conferencing calls | Actual Cost | N/A | N/A
EMEA |  | GUCO | Conferencing | CHARGED THROUGH NAM SOID | Audio Conferencing Fees | Fees associated with audio conferencing calls | Actual Cost | N/A | N/A
ASPAC |  | GUCO | Conferencing | CHARGED THROUGH NAM SOID | Audio Conferencing Fees | Fees associated with audio conferencing calls | Actual Cost | N/A | N/A
JP |  | GUCO | Conferencing | CHARGED THROUGH NAM SOID | Audio Conferencing Fees | Fees associated with audio conferencing calls | Actual Cost | N/A | N/A
NAM |  | GUCO | Conferencing | 10131000008009 | Audio Conferencing Support | Support for audio conferencing | Usage | 0.034978 | 0.034978
EMEA |  | GUCO | Conferencing | CHARGED THROUGH NAM SOID | Audio Conferencing Support | Support for audio conferencing | Usage | 0.034978 | N/A
ASPAC |  | GUCO | Conferencing | CHARGED THROUGH NAM SOID | Audio Conferencing Support | Support for audio conferencing | Usage | 0.034978 | N/A
JP |  | GUCO | Conferencing | CHARGED THROUGH NAM SOID | Audio Conferencing Support | Support for audio conferencing | Usage | 0.034978 | 2.73
NAM |  | GUCO | Conferencing | 10131000036041 | Audio Conferencing Taxes | Taxes associated with audio conferencing calls | Actual Cost | N/A | N/A
EMEA |  | GUCO | Conferencing | CHARGED THROUGH NAM SOID | Audio Conferencing Taxes | Taxes associated with audio conferencing calls | Actual Cost | N/A | N/A
ASPAC |  | GUCO | Conferencing | CHARGED THROUGH NAM SOID | Audio Conferencing Taxes | Taxes associated with audio conferencing calls | Actual Cost | N/A | N/A
JP |  | GUCO | Conferencing | CHARGED THROUGH NAM SOID | Audio Conferencing Taxes | Taxes associated with audio conferencing calls | Actual Cost | N/A | N/A
NAM |  | GUCO | Conferencing | 10131000008004 | Audio Conferencing Unattended | Reservation-less audio conferencing calls | Actual Cost | N/A | N/A
EMEA |  | GUCO | Conferencing | CHARGED THROUGH NAM SOID | Audio Conferencing Unattended | Reservation-less audio conferencing calls | Actual Cost | N/A | N/A
ASPAC |  | GUCO | Conferencing | CHARGED THROUGH NAM SOID | Audio Conferencing Unattended | Reservation-less audio conferencing calls | Actual Cost | N/A | N/A
JP |  | GUCO | Conferencing | CHARGED THROUGH NAM SOID | Audio Conferencing Unattended | Reservation-less audio conferencing calls | Actual Cost | N/A | N/A
NAM |  | GUCO | Conferencing | 10131000056406 | Cloud-based Video | BlueJeans cloud hosted video conferencing service | Per User | 70 | 70
EMEA |  | GUCO | Conferencing | CHARGED THROUGH NAM SOID | Cloud-based Video | BlueJeans cloud hosted video conferencing service | Per User | 70 | N/A
ASPAC |  | GUCO | Conferencing | CHARGED THROUGH NAM SOID | Cloud-based Video | BlueJeans cloud hosted video conferencing service | Per User | 70 | N/A
JP |  | GUCO | Conferencing | CHARGED THROUGH NAM SOID | Cloud-based Video | BlueJeans cloud hosted video conferencing service | Per User | 70 | 5463.346
JP |  | GUCO | Conferencing | 10131000056541 | Conferencing Dedicated | Dedicated conferencing project support and infrastructure | Actual Cost | N/A | N/A
NAM |  | GUCO | Conferencing | 10131000016939 | Desktop Video | Desktop video service. The MOC Desktop Video service allows users to make and receive video calls to other desktop users or meeting rooms directly from their PC | Per User | 27 | 27
EMEA |  | GUCO | Conferencing | CHARGED THROUGH NAM SOID | Desktop Video | Desktop video service. The MOC Desktop Video service allows users to make and receive video calls to other desktop users or meeting rooms directly from their PC | Per User | 27 | N/A
ASPAC |  | GUCO | Conferencing | CHARGED THROUGH NAM SOID | Desktop Video | Desktop video service. The MOC Desktop Video service allows users to make and receive video calls to other desktop users or meeting rooms directly from their PC | Per User | 27 | N/A
JP |  | GUCO | Conferencing | CHARGED THROUGH NAM SOID | Desktop Video | Desktop video service. The MOC Desktop Video service allows users to make and receive video calls to other desktop users or meeting rooms directly from their PC | Per User | 27 | 2107.2906
NAM |  | GUCO | Conferencing | 10131000018771 | Executive Video Device | CISCO executive personal video device. The Executive Desktop Video Unit allows executives to place and receive video calls with other video users and meeting rooms throughout the firm. Managing director approval required for ordering. | Per Device | 149 | 149
EMEA | United Kingdom | GUCO | Conferencing | 10131000039827 | Executive Video Device | CISCO executive personal video device. The Executive Desktop Video Unit allows executives to place and receive video calls with other video users and meeting rooms throughout the firm. Managing director approval required for ordering. | Per Device | 145.01 | 92.75
ASPAC |  | GUCO | Conferencing | 10131000029592 | Executive Video Device | CISCO executive personal video device. The Executive Desktop Video Unit allows executives to place and receive video calls with other video users and meeting rooms throughout the firm. Managing director approval required for ordering. | Per Device | 149 | N/A
JP |  | GUCO | Conferencing | 10131000039824 | Executive Video Device | CISCO executive personal video device. The Executive Desktop Video Unit allows executives to place and receive video calls with other video users and meeting rooms throughout the firm. Managing director approval required for ordering. | Per Device | 360.24 | 28116
NAM |  | GUCO | Conferencing | 10131000057190 | Executive Video Support | Support and maintenance for CISCO executive personal video device | Per Device | 201 | 201
EMEA |  | GUCO | Conferencing | CHARGED THROUGH NAM SOID | Executive Video Support | Support and maintenance for CISCO executive personal video device | Per Device | 201 | N/A
ASPAC |  | GUCO | Conferencing | CHARGED THROUGH NAM SOID | Executive Video Support | Support and maintenance for CISCO executive personal video device | Per Device | 201 | N/A
JP |  | GUCO | Conferencing | CHARGED THROUGH NAM SOID | Executive Video Support | Support and maintenance for CISCO executive personal video device | Per Device | 201 | 15687.6078
NAM |  | GUCO | Conferencing | 10131000056409 | TelePresence ACR | Active Collaboration (C3) video meetings | Per Hour | 200 | 200
NAM |  | GUCO | Conferencing | 10131000057251 | Web Conferencing | WebEx cloud hosted web conferencing service | Per User | 6 | 6
EMEA |  | GUCO | Conferencing | CHARGED THROUGH NAM SOID | Web Conferencing | WebEx cloud hosted web conferencing service | Per User | 6 | N/A
ASPAC |  | GUCO | Conferencing | CHARGED THROUGH NAM SOID | Web Conferencing | WebEx cloud hosted web conferencing service | Per User | 6 | N/A
JP |  | GUCO | Conferencing | CHARGED THROUGH NAM SOID | Web Conferencing | WebEx cloud hosted web conferencing service | Per User | 6 | 468.2868
NAM |  | GUCO | Messaging | 10131000056394 | Electronic Communications Blocking & Supervision | Email and IM blocking and monitoring services | Per User | 7.48 | 7.48
EMEA |  | GUCO | Messaging | CHARGED THROUGH NAM SOID | Electronic Communications Blocking & Supervision | Email and IM blocking and monitoring services | Per User | 7.48 | N/A
ASPAC |  | GUCO | Messaging | CHARGED THROUGH NAM SOID | Electronic Communications Blocking & Supervision | Email and IM blocking and monitoring services | Per User | 7.05 | N/A
JP |  | GUCO | Messaging | 10131000056530 | Electronic Communications Blocking & Supervision | Email and IM blocking and monitoring services | Per User | 5 | 390
NAM |  | GUCO | Messaging | 10131000056395 | Email Archive Personal | Additional mailbox archiving solution for users with a mailboxe running on Exchange 2010 (20 GB of personal storage) | Per 20GB | 20 | 20
EMEA |  | GUCO | Messaging | CHARGED THROUGH NAM SOID | Email Archive Personal | Additional mailbox archiving solution for users with a mailboxe running on Exchange 2010 (20 GB of personal storage) | Per 20GB | 20 | N/A
ASPAC |  | GUCO | Messaging | CHARGED THROUGH NAM SOID | Email Archive Personal | Additional mailbox archiving solution for users with a mailboxe running on Exchange 2010 (20 GB of personal storage) | Per 20GB | 20 | N/A
JP |  | GUCO | Messaging | 10131000056395 | Email Archive Personal | Additional mailbox archiving solution for users with a mailboxe running on Exchange 2010 (20 GB of personal storage) | Per 20GB | 20 | 1560.956
NAM |  | GUCO | Messaging | 10131000056391 | Email Premium 2010 | A Premium Mailbox provides timely message delivery, e-mail account management, as well as anti-virus and spam protection, message archiving and data recovery. Citi mailbox running on Exchange 2010 (5 GB of storage) | Per User | 14.08 | 14.08
EMEA |  | GUCO | Messaging | CHARGED THROUGH NAM SOID | Email Premium 2010 | A Premium Mailbox provides timely message delivery, e-mail account management, as well as anti-virus and spam protection, message archiving and data recovery. Citi mailbox running on Exchange 2010 (5 GB of storage) | Per User | 14.08 | N/A
ASPAC |  | GUCO | Messaging | 10131000056490 | Email Premium 2010 | A Premium Mailbox provides timely message delivery, e-mail account management, as well as anti-virus and spam protection, message archiving and data recovery. Citi mailbox running on Exchange 2010 (5 GB of storage) | Per User | 6.01 | N/A
JP |  | GUCO | Messaging | CHARGED THROUGH NAM SOID | Email Premium 2010 | A Premium Mailbox provides timely message delivery, e-mail account management, as well as anti-virus and spam protection, message archiving and data recovery. Citi mailbox running on Exchange 2010 (5 GB of storage) | Per User | 14.08 | 1098.913
NAM |  | GUCO | Messaging | 10131000056389 | Email Standard 2010 | A Standard Mailbox provides timely message delivery, e-mail account management, as well as anti-virus and spam protection, message archiving and data recovery. Citi mailbox running on Exchange 2010 (2 GB of storage) | Per User | 9.28 | 9.28
EMEA |  | GUCO | Messaging | CHARGED THROUGH NAM SOID | Email Standard 2010 | A Standard Mailbox provides timely message delivery, e-mail account management, as well as anti-virus and spam protection, message archiving and data recovery. Citi mailbox running on Exchange 2010 (2 GB of storage) | Per User | 8.57 | N/A
ASPAC |  | GUCO | Messaging | 10131000056488 | Email Standard 2010 | A Standard Mailbox provides timely message delivery, e-mail account management, as well as anti-virus and spam protection, message archiving and data recovery. Citi mailbox running on Exchange 2010 (2 GB of storage) | Per User | 3.589 | N/A
JP |  | GUCO | Messaging | CHARGED THROUGH NAM SOID | Email Standard 2010 | A Standard Mailbox provides timely message delivery, e-mail account management, as well as anti-virus and spam protection, message archiving and data recovery. Citi mailbox running on Exchange 2010 (2 GB of storage) | Per User | 8.57 | 668.8696
ASPAC |  | GUCO | Messaging | 10131000029567 | Email Storage Add-On | This product will result in the specified mailbox size changing. Each 50 MB increment will incur an additional monthly charge on top of the base mailbox monthly charge. Additional storage (50 MB increments) for users with a mailbox running on Exchange 2007 | Per 50MB | 2.84 | N/A
JP |  | GUCO | Messaging | 10131000052496 | Email Storage Add-On | This product will result in the specified mailbox size changing. Each 50 MB increment will incur an additional monthly charge on top of the base mailbox monthly charge. Additional storage (50 MB increments) for users with a mailbox running on Exchange 2007 | Per 50MB | 15.62 | 1219
NAM |  | GUCO | Messaging | 10131000056393 | Email Support | Exchange support provided from North America to users on LATAM based infrastructure | Per Mailbox | 2.5 | N/A
NAM |  | GUCO | Messaging | 10131000019704 | Global Desktop Fax | Global Desktop Fax (GDF) New Acct allows a user to send faxes or send and receive faxes. The email address must have a valid external address (i.e.:@citi.com). NOTE: New Hires must wait at least 48 hours after a valid email address has been created. Global Desktop Fax service by which a user can send an email to a fax machine | Monthly Fee + Usage | N/A | N/A
EMEA |  | GUCO | Messaging | 10131000019704 | Global Desktop Fax | Global Desktop Fax (GDF) New Acct allows a user to send faxes or send and receive faxes. The email address must have a valid external address (i.e.:@citi.com). NOTE: New Hires must wait at least 48 hours after a valid email address has been created. Global Desktop Fax service by which a user can send an email to a fax machine | Monthly Fee + Usage | N/A | N/A
ASPAC |  | GUCO | Messaging | 10131000019704 | Global Desktop Fax | Global Desktop Fax (GDF) New Acct allows a user to send faxes or send and receive faxes. The email address must have a valid external address (i.e.:@citi.com). NOTE: New Hires must wait at least 48 hours after a valid email address has been created. Global Desktop Fax service by which a user can send an email to a fax machine | Monthly Fee + Usage | N/A | N/A
JP |  | GUCO | Messaging | 10131000019704 | Global Desktop Fax | Global Desktop Fax (GDF) New Acct allows a user to send faxes or send and receive faxes. The email address must have a valid external address (i.e.:@citi.com). NOTE: New Hires must wait at least 48 hours after a valid email address has been created. Global Desktop Fax service by which a user can send an email to a fax machine | Monthly Fee + Usage | N/A | N/A
JP |  | GUCO | Messaging | 10131000039593 | Messaging Dedicated | Dedicated messaging project support and infrastructure | Actual Cost | N/A | N/A
NAM |  | GUCO | Messaging | 10131000025227 | Public Folder | Public folders allow shared use of email messages where the owner can control access permissions to the data. Public folders are NOT designed to accommodate long term retention, or archival of data classified higher than confidential. Public folders that allow the shared use of contacts, calendar items and other data | Per MB | 10.5 | 10.5
EMEA |  | GUCO | Messaging | CHARGED THROUGH NAM SOID | Public Folder | Public folders allow shared use of email messages where the owner can control access permissions to the data. Public folders are NOT designed to accommodate long term retention, or archival of data classified higher than confidential. Public folders that allow the shared use of contacts, calendar items and other data | Per MB | 10.5 | N/A
ASPAC |  | GUCO | Messaging | 10131000051853 | Public Folder | Public folders allow shared use of email messages where the owner can control access permissions to the data. Public folders are NOT designed to accommodate long term retention, or archival of data classified higher than confidential. Public folders that allow the shared use of contacts, calendar items and other data | Per MB | 0.08 | N/A
JP |  | GUCO | Messaging | 10131000052497 | Public Folder | Public folders allow shared use of email messages where the owner can control access permissions to the data. Public folders are NOT designed to accommodate long term retention, or archival of data classified higher than confidential. Public folders that allow the shared use of contacts, calendar items and other data | Per MB | 0.15 | 12
NAM |  | GUCO | Messaging | 10131000052601 | Public Folder (50MB to 250MB) | Public folders allow shared use of email messages where the owner can control access permissions to the data. Public folders are NOT designed to accommodate long term retention, or archival of data classified higher than confidential. Public folders that allow the shared use of contacts, calendar items and other data | Per MB | 0.15 | 0.15
EMEA |  | GUCO | Messaging | CHARGED THROUGH NAM SOID | Public Folder (50MB to 250MB) | Public folders allow shared use of email messages where the owner can control access permissions to the data. Public folders are NOT designed to accommodate long term retention, or archival of data classified higher than confidential. Public folders that allow the shared use of contacts, calendar items and other data | Per MB | 0.15 | N/A
ASPAC |  | GUCO | Messaging | CHARGED THROUGH NAM SOID | Public Folder (50MB to 250MB) | Public folders allow shared use of email messages where the owner can control access permissions to the data. Public folders are NOT designed to accommodate long term retention, or archival of data classified higher than confidential. Public folders that allow the shared use of contacts, calendar items and other data | Per MB | 0.15 | N/A
JP |  | GUCO | Messaging | CHARGED THROUGH NAM SOID | Public Folder (50MB to 250MB) | Public folders allow shared use of email messages where the owner can control access permissions to the data. Public folders are NOT designed to accommodate long term retention, or archival of data classified higher than confidential. Public folders that allow the shared use of contacts, calendar items and other data | Per MB | 0.15 | 11.7072
NAM |  | GUCO | Messaging | 10131000052605 | Public Folder (Greater than 250MB) | Public folders allow shared use of email messages where the owner can control access permissions to the data. Public folders are NOT designed to accommodate long term retention, or archival of data classified higher than confidential. Public folders that allow the shared use of contacts, calendar items and other data | Per MB | 0.25 | 0.25
EMEA |  | GUCO | Messaging | CHARGED THROUGH NAM SOID | Public Folder (Greater than 250MB) | Public folders allow shared use of email messages where the owner can control access permissions to the data. Public folders are NOT designed to accommodate long term retention, or archival of data classified higher than confidential. Public folders that allow the shared use of contacts, calendar items and other data | Per MB | 0.25 | N/A
ASPAC |  | GUCO | Messaging | CHARGED THROUGH NAM SOID | Public Folder (Greater than 250MB) | Public folders allow shared use of email messages where the owner can control access permissions to the data. Public folders are NOT designed to accommodate long term retention, or archival of data classified higher than confidential. Public folders that allow the shared use of contacts, calendar items and other data | Per MB | 0.25 | N/A
JP |  | GUCO | Messaging | CHARGED THROUGH NAM SOID | Public Folder (Greater than 250MB) | Public folders allow shared use of email messages where the owner can control access permissions to the data. Public folders are NOT designed to accommodate long term retention, or archival of data classified higher than confidential. Public folders that allow the shared use of contacts, calendar items and other data | Per MB | 0.25 | 19.5119
NAM |  | GUCO | Mobile | 10131000009392 | BlackBerry | Infrastructure, license and support costs to access Citi-email via a Citi-issued blackberry device | Per Device | 6.7 | 6.7
EMEA | United Kingdom | GUCO | Mobile | 10131000009377 | BlackBerry | Infrastructure, license and support costs to access Citi-email via a Citi-issued blackberry device | Per Device | 6.65 | 4.25
ASPAC |  | GUCO | Mobile | 10131000029558 | BlackBerry | Infrastructure, license and support costs to access Citi-email via a Citi-issued blackberry device | Per Device | 5.15 | N/A
JP |  | GUCO | Mobile | 10131000025057 | BlackBerry | Infrastructure, license and support costs to access Citi-email via a Citi-issued blackberry device | Per Device | 33.53 | 2617
JP |  | GUCO | Mobile | 10131000056525 | Blackberry Data Plan | Data Plan for Citi-issued Blackberry Device | Per Device | 44.45 | 3469
EMEA | United Kingdom | GUCO | Mobile | 10131000009383 | Blackberry Device | Citi-issued Blackberry Device | Per Device | 12.5 | 7.99
JP |  | GUCO | Mobile | 10131000009372 | Blackberry Device | Citi-issued Blackberry Device | Per Device | 333.13 | 26000
NAM |  | GUCO | Mobile | 10131000052441 | Smartphone / Tablet Corporate Email | Infrastructure and support to provide access to corporate email, contacts, and calendar via personal mobile devices via GOOD Dynamics or other products. | Per Device | 8.29 | 8.29
EMEA | United Kingdom | GUCO | Mobile | 10131000051994 | Smartphone / Tablet Corporate Email | Infrastructure and support to provide access to corporate email, contacts, and calendar via personal mobile devices via GOOD Dynamics or other products. | Per Device | 9.1 | 5.82
ASPAC |  | GUCO | Mobile | 10131000051877 | Smartphone / Tablet Corporate Email | Infrastructure and support to provide access to corporate email, contacts, and calendar via personal mobile devices via GOOD Dynamics or other products. | Per Device | 15.91 | N/A
JP |  | GUCO | Mobile | 10131000052488 | Smartphone / Tablet Corporate Email | Infrastructure and support to provide access to corporate email, contacts, and calendar via personal mobile devices via GOOD Dynamics or other products. | Per Device | 30.25 | 2361
NAM |  | GUCO | Remote Access | 10131000052602 | Critical Remote Access | Reserved capacity for Critical Remote Access User program. The Critical Remote Access User (CRAU) product is for a person requiring remote access to support a sub-process in the event of a Business Recovery plan invocation OR an individual requiring Remote Access during a crisis event. | Profile Setting | 3.5 | 3.5
EMEA | United Kingdom | GUCO | Remote Access | 10131000030257 | Critical Remote Access | Reserved capacity for Critical Remote Access User program. The Critical Remote Access User (CRAU) product is for a person requiring remote access to support a sub-process in the event of a Business Recovery plan invocation OR an individual requiring Remote Access during a crisis event. | Profile Setting | 3.4 | 2.17
ASPAC |  | GUCO | Remote Access | 10131000051879 | Critical Remote Access | Reserved capacity for Critical Remote Access User program. The Critical Remote Access User (CRAU) product is for a person requiring remote access to support a sub-process in the event of a Business Recovery plan invocation OR an individual requiring Remote Access during a crisis event. | Profile Setting | 3.4 | N/A
NAM |  | GUCO | Remote Access | 10131000030263 | Remote Access | Safeword - The Citi Remote Access Safeword Card allows you to remotely access the Citigroup network using: Remote Office Web Portal, Remote Office VPN or Dial VPN. This service is only for Citi Employees. SofToken - The MobilePass Softoken is an alternative to Safeword cards. Passwords are generated directly from your Blackberry providing a secure and convenient way to access Remote Office. | Per Device | 7.5 | 7.5
EMEA | United Kingdom | GUCO | Remote Access | 10131000030242 | Remote Access | Safeword - The Citi Remote Access Safeword Card allows you to remotely access the Citigroup network using: Remote Office Web Portal, Remote Office VPN or Dial VPN. This service is only for Citi Employees. SofToken - The MobilePass Softoken is an alternative to Safeword cards. Passwords are generated directly from your Blackberry providing a secure and convenient way to access Remote Office. | Per Device | 6.8 | 4.35
JP |  | GUCO | Remote Access | 10131000030229 | Remote Access | Safeword - The Citi Remote Access Safeword Card allows you to remotely access the Citigroup network using: Remote Office Web Portal, Remote Office VPN or Dial VPN. This service is only for Citi Employees. SofToken - The MobilePass Softoken is an alternative to Safeword cards. Passwords are generated directly from your Blackberry providing a secure and convenient way to access Remote Office. | Per Device | 21.19 | 1654
NAM |  | GUCO | Remote Access | 10131000039661 | Remote Access - BANAMEX | Safeword - The Citi Remote Access Safeword Card allows you to remotely access the Citigroup network using: Remote Office Web Portal, Remote Office VPN or Dial VPN. This service is only for Citi Employees. SofToken - The MobilePass Softoken is an alternative to Safeword cards. Passwords are generated directly from your Blackberry providing a secure and convenient way to access Remote Office. | Per Device | 4.39 | 4.39
NAM |  | Network | B2B Remote Services | 10131000052442 | Aggregate Network Provider Connectivity | 3rd party logical or physical circuits that are provided by an extranet aggregate connectivity service provider to a 4th party. Most common in market data and other trading connectivity. Aggregate provider examples include Radianz, Savvis, TNS, etc. | Per Connection | Actual Cost | Actual Cost
NAM |  | Network | B2B Remote Services | 10131000008614 | B2B Connections | Standard Business to Business connections, covering depreciation of head end network and firewall equipment, network management & monitoring, regional backbone, support, and operating expenses | Per Connection | 750 | 750
NAM |  | Network | B2B Remote Services | 10131000008620 | B2B Private Line Circuits | 3rd party circuits that are direct private line and point-to-point circuits from a Citigroup Data Center to an external vendor or business partner | Per Circuit | Actual Cost | Actual Cost
NAM |  | Network | B2B Remote Services | 10131000057189 | B2B Remote Devices (High Tier) | Network devices remotely deployed by TI in support of a Business to Business connection, covering depreciation, network management, monitoring, support, and operating expenses. Higher end equipment supports higher bandwidth requirements. | Per Device | 1800 | 1800
NAM |  | Network | B2B Remote Services | 10131000008623 | B2B Remote Devices (Low Tier) | Network devices remotely deployed by TI in support of a Business to Business connection, covering depreciation, network management, monitoring, support, and operating expenses. Lower end equipment supports standard bandwidth requirements. | Per Device | 279 | 279
NAM |  | Network | Data Center Services | 10131000052443 | DC Device Connectivity - Market Data | Depreciating strategic and satellite data center infrastructure that connects the server and regional IP WAN backbone connecting strategic datacenters, covering routers & switches, local and site to site load balancing, circuitry, network management & monitoring, accelerators, and operating expenses specific to a uniquely built Market Data environment | Per Server Port | 180 | 180
EMEA |  | Network | Data Center Services | 10131000056486 | DC Device Connectivity - Market Data | Depreciating strategic and satellite data center infrastructure that connects the server and regional IP WAN backbone connecting strategic datacenters, covering routers & switches, local and site to site load balancing, circuitry, network management & monitoring, accelerators, and operating expenses | Per Server Port | N/A | N/A
NAM |  | Network | Data Center Services | 10131000029964 | DC Device Connectivity - Server | Depreciating strategic and satellite data center infrastructure that connects the server and regional IP WAN backbone connecting strategic datacenters, covering routers & switches, local and site to site load balancing, circuitry, network management & monitoring, accelerators, and operating expenses | Per Server Port | 58.08 | 58.08
EMEA |  | Network | Data Center Services | 10131000030137 | DC Device Connectivity - Server | Depreciating strategic and satellite data center infrastructure that connects the server and regional IP WAN backbone connecting strategic datacenters, covering routers & switches, local and site to site load balancing, circuitry, network management & monitoring, accelerators, and operating expenses | Per Server Port | 139.0928 | N/A
JP |  | Network | Data Center Services | 10131000051735 | DC Device Connectivity - Server | Depreciating strategic and satellite data center infrastructure that connects the server and regional IP WAN backbone connecting strategic datacenters, covering routers & switches, local and site to site load balancing, circuitry, network management & monitoring, accelerators, and operating expenses | Per Server Port | 328.4387 | 25633.92
NAM |  | Network | Data Center Services | 10131000034031 | DC Device Connectivity - STI | Depreciating strategic and satellite data center infrastructure that connects the server and regional IP WAN backbone connecting strategic datacenters, covering routers & switches, local and site to site load balancing, circuitry, network management & monitoring, accelerators, and operating expenses, specific to a uniquely built Systematic Trading Infrastructure environment | Per Server Port | 78 | 78
JP |  | Network | End User Services | 10131000025450 | Branch Network | Depreciating shared head end, site specific, regional and in-country infrastructure hardware inventory & circuitry, network management & monitoring, support, Internet browsing, wireless head end, accelerators and operating expenses | Per Desktop Port | 156.2858 | 12197.76
JP |  | Network | End User Services | 10131000025399 | Campus Network | Depreciating shared head end, site specific, regional and in-country infrastructure hardware inventory & circuitry, network management & monitoring, support, Internet browsing, wireless head end, accelerators and operating expenses | Per Desktop Port | 81.1072 | 6330.24
ASPAC | Australia | Network | End User Services | 10131000021710 | Internet Browsing | Depreciating shared head end infrastructure hardware inventory supporting Internet browsing and hosting connectivity, covering network equipment, circuitry, local and site to site load balancing, firewalls, network management & monitoring, and operating expenses. | Per entitled user | 16.78 | 16.2766
ASPAC |  | Network | End User Services | 10131000029587 | Internet Browsing | Depreciating shared head end infrastructure hardware inventory supporting Internet browsing and hosting connectivity, covering network equipment, circuitry, local and site to site load balancing, firewalls, network management & monitoring, and operating expenses. | Per entitled user | 4 | N/A
NAM |  | Network | End User Services | 10131000029934 | Shared Branch Infrastructure | Depreciating shared head end infrastructure hardware inventory, network management & monitoring, support, Internet browsing, wireless head end, regional backbone, accelerators, and operating expenses | Per Desktop Port | 10.56 | 10.56
NAM |  | Network | End User Services | 10131000029944 | Shared Campus Infrastructure | Depreciating shared head end infrastructure hardware inventory, network management & monitoring, support, Internet browsing, wireless head end, regional backbone, accelerators and operating expenses | Per Desktop Port | 25.728 | 25.728
EMEA |  | Network | End User Services | 10131000030070 | Shared Campus Infrastructure | Depreciating shared head end infrastructure hardware inventory, network management & monitoring, support, Internet browsing, wireless head end, regional backbone, accelerators and operating expenses | Per Desktop Port | 13.5536 | N/A
ASPAC | Australia | Network | End User Services | 10131000029569 | Shared Campus Infrastructure | Depreciating shared head end infrastructure hardware inventory, network management & monitoring, support, Internet browsing, wireless head end, regional backbone, accelerators and operating expenses | Per Desktop Port | 37.74 | 36.6078
ASPAC | Bangladesh | Network | End User Services | 10131000029571 | Shared Campus Infrastructure | Depreciating shared head end infrastructure hardware inventory, network management & monitoring, support, Internet browsing, wireless head end, regional backbone, accelerators and operating expenses | Per Desktop Port | 230.9568 | N/A
ASPAC | Brunei | Network | End User Services | 10131000029572 | Shared Campus Infrastructure | Depreciating shared head end infrastructure hardware inventory, network management & monitoring, support, Internet browsing, wireless head end, regional backbone, accelerators and operating expenses | Per Desktop Port | 365.55 | 447.7988
ASPAC | Guam | Network | End User Services | 10131000029574 | Shared Campus Infrastructure | Depreciating shared head end infrastructure hardware inventory, network management & monitoring, support, Internet browsing, wireless head end, regional backbone, accelerators and operating expenses | Per Desktop Port | 41.82 | 41.82
ASPAC | Hong Kong | Network | End User Services | 10131000029575 | Shared Campus Infrastructure | Depreciating shared head end infrastructure hardware inventory, network management & monitoring, support, Internet browsing, wireless head end, regional backbone, accelerators and operating expenses | Per Desktop Port | 18.6 | 144.15
ASPAC | India | Network | End User Services | 10131000029577 | Shared Campus Infrastructure | Depreciating shared head end infrastructure hardware inventory, network management & monitoring, support, Internet browsing, wireless head end, regional backbone, accelerators and operating expenses | Per Desktop Port | 22.39 | 1312.5018
ASPAC | Indonesia | Network | End User Services | 10131000029576 | Shared Campus Infrastructure | Depreciating shared head end infrastructure hardware inventory, network management & monitoring, support, Internet browsing, wireless head end, regional backbone, accelerators and operating expenses | Per Desktop Port | 34.1952 | 338119.7439
ASPAC | Malaysia | Network | End User Services | 10131000029581 | Shared Campus Infrastructure | Depreciating shared head end infrastructure hardware inventory, network management & monitoring, support, Internet browsing, wireless head end, regional backbone, accelerators and operating expenses | Per Desktop Port | 33.07 | 104.5012
ASPAC | Singapore | Network | End User Services | 10131000029583 | Shared Campus Infrastructure | Depreciating shared head end infrastructure hardware inventory, network management & monitoring, support, Internet browsing, wireless head end, regional backbone, accelerators and operating expenses | Per Desktop Port | 18.1 | 22.444
ASPAC | Sri Lanka | Network | End User Services | 10131000029580 | Shared Campus Infrastructure | Depreciating shared head end infrastructure hardware inventory, network management & monitoring, support, Internet browsing, wireless head end, regional backbone, accelerators and operating expenses | Per Desktop Port | 26.39 | 3430.7
ASPAC | Taiwan | Network | End User Services | 10131000029585 | Shared Campus Infrastructure | Depreciating shared head end infrastructure hardware inventory, network management & monitoring, support, Internet browsing, wireless head end, regional backbone, accelerators and operating expenses | Per Desktop Port | 25.69 | 760.9378
ASPAC | Vietnam | Network | End User Services | 10131000029586 | Shared Campus Infrastructure | Depreciating shared head end infrastructure hardware inventory, network management & monitoring, support, Internet browsing, wireless head end, regional backbone, accelerators and operating expenses | Per Desktop Port | 85.01 | 1925288.6279
NAM |  | Network | End User Services | 10131000025460 | Site Specific Connectivity | Actual circuitry & support costs, cost of depreciating hardware inventory, network management & monitoring, wireless, accelerators, and operating expenses; site specific for Campus or Branch sites | Occupied space | Actual Cost | Actual Cost
EMEA |  | Network | End User Services | 10131000056916 | Site Specific Connectivity | Actual circuitry & support costs, cost of depreciating hardware inventory, network management & monitoring, wireless, accelerators, and operating expenses; site specific for Campus or Branch sites | Per Desktop Port | Actual Cost | Actual Cost
ASPAC | Australia | Network | End User Services | 10131000021767 | Site Specific Connectivity | Actual circuitry & support costs, cost of depreciating hardware inventory, network management & monitoring, wireless, accelerators, and operating expenses; site specific for Campus or Branch sites | Per Desktop Port | 75.8592 | 73.5834
ASPAC | China | Network | End User Services | 10131000021768 | Site Specific Connectivity | Actual circuitry & support costs, cost of depreciating hardware inventory, network management & monitoring, wireless, accelerators, and operating expenses; site specific for Campus or Branch sites | Per Desktop Port | 23.712 | 152.231
ASPAC | Hong Kong | Network | End User Services | 10131000021769 | Site Specific Connectivity | Actual circuitry & support costs, cost of depreciating hardware inventory, network management & monitoring, wireless, accelerators, and operating expenses; site specific for Campus or Branch sites | Per Desktop Port | 20.016 | 155.124
ASPAC | India | Network | End User Services | 10131000021765 | Site Specific Connectivity | Actual circuitry & support costs, cost of depreciating hardware inventory, network management & monitoring, wireless, accelerators, and operating expenses; site specific for Campus or Branch sites | Per Desktop Port | 25.4688 | 1492.9811
ASPAC | Indonesia | Network | End User Services | 10131000021770 | Site Specific Connectivity | Actual circuitry & support costs, cost of depreciating hardware inventory, network management & monitoring, wireless, accelerators, and operating expenses; site specific for Campus or Branch sites | Per Desktop Port | 10.4256 | 103087.603
ASPAC | Korea | Network | End User Services | 10131000021772 | Site Specific Connectivity | Actual circuitry & support costs, cost of depreciating hardware inventory, network management & monitoring, wireless, accelerators, and operating expenses; site specific for Campus or Branch sites | Per Desktop Port | 65.5584 | 74849.3364
ASPAC | Malaysia | Network | End User Services | 10131000021773 | Site Specific Connectivity | Actual circuitry & support costs, cost of depreciating hardware inventory, network management & monitoring, wireless, accelerators, and operating expenses; site specific for Campus or Branch sites | Per Desktop Port | 20.1888 | 63.7966
ASPAC | Philippines | Network | End User Services | 10131000021774 | Site Specific Connectivity | Actual circuitry & support costs, cost of depreciating hardware inventory, network management & monitoring, wireless, accelerators, and operating expenses; site specific for Campus or Branch sites | Per Desktop Port | 13.6416 | 573.7657
ASPAC | Singapore | Network | End User Services | 10131000021775 | Site Specific Connectivity | Actual circuitry & support costs, cost of depreciating hardware inventory, network management & monitoring, wireless, accelerators, and operating expenses; site specific for Campus or Branch sites | Per Desktop Port | 17.1168 | 21.2248
ASPAC | Taiwan | Network | End User Services | 10131000021777 | Site Specific Connectivity | Actual circuitry & support costs, cost of depreciating hardware inventory, network management & monitoring, wireless, accelerators, and operating expenses; site specific for Campus or Branch sites | Per Desktop Port | 30.9696 | 917.3196
ASPAC | Thailand | Network | End User Services | 10131000021776 | Site Specific Connectivity | Actual circuitry & support costs, cost of depreciating hardware inventory, network management & monitoring, wireless, accelerators, and operating expenses; site specific for Campus or Branch sites | Per Desktop Port | 20.7552 | 664.374
ASPAC | Vietnam | Network | End User Services | TBD | Site Specific Connectivity | Actual circuitry & support costs, cost of depreciating hardware inventory, network management & monitoring, wireless, accelerators, and operating expenses; site specific for Campus or Branch sites | Per Desktop Port | 52.94 | 1198974
ASPAC | Vietnam | Network | End User Services | 10131000057339 | Site Specific Connectivity | Actual circuitry & support costs, cost of depreciating hardware inventory, network management & monitoring, wireless, accelerators, and operating expenses; site specific for Campus or Branch sites | Per Desktop Port | 54.3 | 1229774.997
NAM |  | Network | Other | 10131000025452 | Network Dedicated | Business-specific network-related charges/services not covered by other, standard product card services. | Actual cost | N/A | N/A
JP |  | Network | Other | 10131000039605 | Network Dedicated | Business-specific network-related charges/services not covered by other, standard product card services. | Actual cost | N/A | N/A
NAM |  | Specialty Services |  | 10131000016498 | Design / Integration / Eng. | Customer-requested engineering services | Actual Hours | 135 | 135
NAM |  | Specialty Services |  | 10131000016496 | Design / Integration / Eng. - Global Ops | Customer-requested engineering services | Actual Hours | 135 | 135
NAM |  | Specialty Services |  | 10131000029100 | Project Implementation | Project Management (includes coordination and management of technology projects) | Actual Hours | 103.5 | 103.5
JP |  | Specialty Services |  | 10131000029107 | Project Implementation | Project Management (includes coordination and management of technology projects) | Actual Hours | 112.1313 | 8751.6
JP |  | Specialty Services |  | 10131000029124 | Project Management | Project Management (includes coordination and management of technology projects) | Actual Hours | 140.7753 | 10987.2
NAM |  | Specialty Services |  | 10131000025228 | Reg Network Engin and Integ | Customer-requested CTI Network Applied Engineering and Integration services | Actual Hours | 135 | 135
NAM |  | Specialty Services |  | 10131000038214 | Vulnerability Assessment Charge | Independent measurement by 3rd party vendors of the security of a Citi-developed application running in a Data Center environment | Per Assessment | 93 | 93
NAM |  | Storage | Disk | 10131000056330 | DC Storage Enterprise Mainframe | Disk storage allocated to Mainframe LPARS | Per Usable GB | 0.55 | 0.55
EMEA | United Kingdom | Storage | Disk | 10131000030980 | DC Storage Enterprise Mainframe | Disk storage allocated to Mainframe LPARS | Per Usable GB | 0.91 | 0.58
ASPAC | Korea | Storage | Disk | 10131000020660 | DC Storage Enterprise Mainframe | Disk storage allocated to Mainframe LPARS | Per Usable GB | 1.15 | 1312.978
ASPAC |  | Storage | Disk | 10131000056648 | DC Storage Enterprise Mainframe | Disk storage allocated to Mainframe LPARS | Per Usable GB | 2.14 | N/A
NAM |  | Storage | Disk | 10131000056331 | DC Storage Enterprise SAN | Standard disk storage allocated to Distributed Systems | Per Usable GB | 0.55 | 0.55
EMEA | United Kingdom | Storage | Disk | 10131000030974 | DC Storage Enterprise SAN | Standard disk storage allocated to Distributed Systems | Per Usable GB | 0.91 | 0.58
EMEA | Warsaw DC | Storage | Disk | 10131000030978 | DC Storage Enterprise SAN | Standard disk storage allocated to Distributed Systems | Per Usable GB | 0.91 | N/A
ASPAC | Australia | Storage | Disk | 10131000021638 | DC Storage Enterprise SAN | Standard disk storage allocated to Distributed Systems | Per Usable GB | 5.25 | 5.0925
ASPAC | Korea | Storage | Disk | 10131000007482 | DC Storage Enterprise SAN | Standard disk storage allocated to Distributed Systems | Per Usable GB | 1.15 | 1312.978
ASPAC |  | Storage | Disk | 10131000056649 | DC Storage Enterprise SAN | Standard disk storage allocated to Distributed Systems | Per Usable GB | 0.49 | N/A
JP |  | Storage | Disk | 10131000039778 | DC Storage Enterprise SAN (Non Rep) | Standard disk storage allocated to Distributed Systems | Per Usable GB | 3.16 | 247
JP |  | Storage | Disk | 10131000039772 | DC Storage Enterprise SAN (Rep) | Standard disk storage allocated to Distributed Systems | Per Usable GB | 16.99 | 1326
NAM |  | Storage | Disk | 10131000017087 | DC Storage Internal / Direct Attached | Storage within or directly attached to the server | Actual Cost | N/A | N/A
EMEA |  | Storage | Disk | 10131000053706 | DC Storage Internal / Direct Attached (Stratus) | Storage within or directly attached to the server (Stratus) | Actual Cost | N/A | N/A
EMEA | United Kingdom | Storage | Disk | 10131000023736 | DC Storage Internal / Direct Attached (UNIX) | Storage within or directly attached to the server (UNIX) | Per Usable GB | 0.45732 | 0.2925
EMEA | Warsaw DC | Storage | Disk | 10131000023740 | DC Storage Internal / Direct Attached (UNIX) | Storage within or directly attached to the server (UNIX) | Per Usable GB | 0.455 | N/A
NAM |  | Storage | Disk | 10131000015851 | DC Storage NAS | Network Attached Storage used for Application data | Per Usable GB | 0.55 | 0.55
EMEA | Czech | Storage | Disk | 10131000025298 | DC Storage NAS | Network Attached Storage used for User Data Home and Shared drives, and limited Application data | Per Usable GB | 1.3325 | 27.12
EMEA | Poland | Storage | Disk | 10131000025311 | DC Storage NAS | Network Attached Storage used for User Data Home and Shared drives, and limited Application data | Per Usable GB | 0.90187 | 3.06
EMEA | Russia | Storage | Disk | 10131000025314 | DC Storage NAS | Network Attached Storage used for User Data Home and Shared drives, and limited Application data | Per Usable GB | 0.3961 | 13.4
EMEA | Russia | Storage | Disk | 10131000025315 | DC Storage NAS | Network Attached Storage used for User Data Home and Shared drives, and limited Application data | Per Usable GB | 0.8 | 0.8
EMEA | South Africa | Storage | Disk | 10131000025319 | DC Storage NAS | Network Attached Storage used for User Data Home and Shared drives, and limited Application data | Per Usable GB | 0.12928 | 1.1
EMEA | United Kingdom | Storage | Disk | 10131000025328 | DC Storage NAS | Network Attached Storage used for User Data Home and Shared drives, and limited Application data | Per Usable GB | 0.91 | 0.58
ASPAC | Australia | Storage | Disk | 10131000021649 | DC Storage NAS | Network Attached Storage used for User Data Home and Shared drives, and limited Application data | Per Usable GB | 1.53 | 1.4841
ASPAC | China | Storage | Disk | 10131000021651 | DC Storage NAS | Network Attached Storage used for User Data Home and Shared drives, and limited Application data | Per Usable GB | 1.59 | 10.2078
ASPAC | Hong Kong | Storage | Disk | 10131000021652 | DC Storage NAS | Network Attached Storage used for User Data Home and Shared drives, and limited Application data | Per Usable GB | 2.09 | 16.1975
ASPAC | Hong Kong | Storage | Disk | 10131000021653 | DC Storage NAS | Network Attached Storage used for User Data Home and Shared drives, and limited Application data | Per Usable GB | 2.09 | 16.1975
ASPAC | Hong Kong | Storage | Disk | 10131000056655 | DC Storage NAS | Network Attached Storage used for User Data Home and Shared drives, and limited Application data | Per Usable GB | 0.49 | 5.6575
ASPAC | India | Storage | Disk | 10131000021655 | DC Storage NAS | Network Attached Storage used for User Data Home and Shared drives, and limited Application data | Per Usable GB | 0.26 | 15.2412
ASPAC | Indonesia | Storage | Disk | 10131000021654 | DC Storage NAS | Network Attached Storage used for User Data Home and Shared drives, and limited Application data | Per Usable GB | 1.71 | 16908.3603
ASPAC | Korea | Storage | Disk | 10131000021606 | DC Storage NAS | Network Attached Storage used for User Data Home and Shared drives, and limited Application data | Per Usable GB | 6.47 | 7386.9284
ASPAC | Malaysia | Storage | Disk | 10131000021657 | DC Storage NAS | Network Attached Storage used for User Data Home and Shared drives, and limited Application data | Per Usable GB | 1.4 | 4.424
ASPAC | Philippines | Storage | Disk | 10131000021659 | DC Storage NAS | Network Attached Storage used for User Data Home and Shared drives, and limited Application data | Per Usable GB | 0.74 | 31.1244
ASPAC | Singapore | Storage | Disk | 10131000021660 | DC Storage NAS | Network Attached Storage used for User Data Home and Shared drives, and limited Application data | Per Usable GB | 0.98 | 1.2152
ASPAC | Singapore | Storage | Disk | 10131000056654 | DC Storage NAS | Network Attached Storage used for User Data Home and Shared drives, and limited Application data | Per Usable GB | 0.49 | 0.6076
ASPAC | Taiwan | Storage | Disk | 10131000021663 | DC Storage NAS | Network Attached Storage used for User Data Home and Shared drives, and limited Application data | Per Usable GB | 2.3 | 68.126
ASPAC | Thailand | Storage | Disk | 10131000021662 | DC Storage NAS | Network Attached Storage used for User Data Home and Shared drives, and limited Application data | Per Usable GB | 0.54 | 17.2854
JP |  | Storage | Disk | 10131000053766 | DC Storage NAS | Network Attached Storage used for User Data Home and Shared drives, and limited Application data | Per Usable GB | 4.036 | 315
NAM |  | Storage | Disk | 10131000016770 | DC Storage NAS – User Data | Network Attached Storage used for User Data Home and Shared drives. | Per Usable GB | 0.55 | 0.55
NAM |  | Storage | Disk | 10131000015847 | DC Storage NAS Archival | Network Attached Storage for archival purposes | Per Usable GB | 0.35 | 0.35
NAM |  | Storage | Disk | 10131000056332 | DC Storage SAN Archival | Storage allocated to Distributed Systems for archival purposes | Per Usable GB | 0.35 | 0.35
ASPAC | Korea | Storage | Disk | 10131000007476 | DC Storage SAN Archival | Storage allocated to Distributed Systems for archival purposes | Per Usable GB | 0.62 | 707.8664
EMEA | Czech | Storage | Disk | 10131000016375 | Dedicated Storage | Non Standard Storage or unique environment that is not covered in Product Card. | Actual Cost | N/A | N/A
EMEA | Poland | Storage | Disk | 10131000016378 | Dedicated Storage | Non Standard Storage or unique environment that is not covered in Product Card. | Actual Cost | N/A | N/A
EMEA | Russia | Storage | Disk | 10131000016380 | Dedicated Storage | Non Standard Storage or unique environment that is not covered in Product Card. | Actual Cost | N/A | N/A
JP |  | Storage | Disk | 10131000034644 | NAS | Network Attached Storage used for User Data Home and Shared drives, and limited Application data | Per Usable GB | 2.17 | 169
JP |  | Storage | Disk | 10131000034168 | Storage Compliance | Voice Recording Archiving | Per GB | 0.88 | 69
NAM |  | Storage | Replication | 10131000020577 | Network Hardware Replication | Dedicated network and storage for data replication to backup site | Per GB | 0.663 | 0.663
EMEA | United Kingdom | Storage | Replication | 10131000034648 | Network Hardware Replication | Dedicated network and storage for data replication to backup site | Per GB | 0.23921 | 0.153
EMEA | Warsaw DC | Storage | Replication | 10131000034653 | Network Hardware Replication | Dedicated network and storage for data replication to backup site | Per GB | 0.24 | N/A
ASPAC |  | Storage | Replication | 10131000020690 | Network Hardware Replication | Dedicated network and storage for data replication to backup site | Per GB | 0.493 | N/A
JP |  | Storage | Tape | 10131000056515 | Backup Base Charge | Backup Base Charge | Actual Cost | 245.82 | 19186
JP |  | Storage | Tape | 10131000008832 | Backup Usage | Backup Usage | Per GB | 0.28 | 22
NAM |  | Storage | Tape | 10131000015836 | DC Storage Data Retention | Media and storage related to data retention for the time tape needs to be held before it can be returned to circulation | Per GB | 0.01485 | 0.01485
EMEA |  | Storage | Tape | 10131000034638 | DC Storage Data Retention | Media and storage related to data retention for the time tape needs to be held before it can be returned to circulation | Per GB | 6.85 | N/A
ASPAC |  | Storage | Tape | 10131000056473 | DC Storage Data Retention | Media and storage related to data retention for the time tape needs to be held before it can be returned to circulation | Per GB | 0.04 | N/A
NAM |  | Storage | Tape | 10131000015839 | DC Storage Distributed Tape | Media and drives used to backup Server and User related data | Per GB | 0.32 | 0.32
EMEA |  | Storage | Tape | 10131000034627 | DC Storage Distributed Tape | Media and drives used to backup Server and User related data | Per GB | 0.41 | N/A
ASPAC |  | Storage | Tape | 10131000029277 | DC Storage Distributed Tape | Media and drives used to backup Server and User related data | Per GB | 0.09 | N/A
NAM |  | Storage | Tape | 10131000024055 | DC Storage Mainframe Tape - GB | Virtual Tape environment used to store Mainframe data | Per GB | 0.323 | 0.323
EMEA | United Kingdom | Storage | Tape | 10131000024001 | DC Storage Mainframe Tape - GB | Virtual Tape environment used to store Mainframe data | Per GB | 0.72 | 0.46
ASPAC |  | Storage | Tape | 10131000020664 | DC Storage Mainframe Tape - GB | Virtual Tape environment used to store Mainframe data | Per GB | 1.5295 | N/A
NAM |  | Storage | Tape | 10131000024050 | DC Storage Mainframe Tape - Slots | Physical Tape cartridges used to store Mainframe data | Per Slot | 0.9025 | 0.9025
NAM |  | Storage | Tape | 10131000020607 | iSeries Tape - Slots | Physical Tape cartridges used to store iSeries data | Per Slot | 5.48 | 5.48
NAM |  | Storage | Tape | 10131000057248 | Legal Record Administrative Fee | Covers the cost of research and identifying all media related to the request. | By Request | 1500 | 1500
NAM |  | Storage | Tape | 10131000057247 | Legal Record Hold | Media that cannot be returned to circulation for an extended period of time due to specific legal requirements | Per GB | 0.95 | 0.95
NAM |  | Voice | Dealerboards | 10131000056419 | Standard Dealerboard Telephony | IQMX and MAX family dealer boards, infrastructure and support for traders which includes recording capabilities. | Assigned Dealerboard | 213 | 213
EMEA | Czech | Voice | Dealerboards | 10131000016242 | Standard Dealerboard Telephony | IQMX and MAX family dealer boards, infrastructure and support for traders which includes recording capabilities. | Assigned Dealerboard | 888.7701 | 18089.3694
EMEA | France | Voice | Dealerboards | 10131000016241 | Standard Dealerboard Telephony | IQMX and MAX family dealer boards, infrastructure and support for traders which includes recording capabilities. | Assigned Dealerboard | 154.7785 | 124.3526
EMEA | Germany | Voice | Dealerboards | 10131000016257 | Standard Dealerboard Telephony | IQMX and MAX family dealer boards, infrastructure and support for traders which includes recording capabilities. | Assigned Dealerboard | 560.7663 | 450.5326
EMEA | Hungary | Voice | Dealerboards | 10131000056930 | Standard Dealerboard Telephony | IQMX and MAX family dealer boards, infrastructure and support for traders which includes recording capabilities. | Assigned Dealerboard | 309.4384 | 72023.4298
EMEA | Ireland | Voice | Dealerboards | 10131000016258 | Standard Dealerboard Telephony | IQMX and MAX family dealer boards, infrastructure and support for traders which includes recording capabilities. | Assigned Dealerboard | 223.0944 | 179.2392
EMEA | Israel | Voice | Dealerboards | 10131000016243 | Standard Dealerboard Telephony | IQMX and MAX family dealer boards, infrastructure and support for traders which includes recording capabilities. | Assigned Dealerboard | 146.2805 | 586.4472
EMEA | Italy | Voice | Dealerboards | 10131000016260 | Standard Dealerboard Telephony | IQMX and MAX family dealer boards, infrastructure and support for traders which includes recording capabilities. | Assigned Dealerboard | 710.1979 | 570.5894
EMEA | Russia | Voice | Dealerboards | 10131000016245 | Standard Dealerboard Telephony | IQMX and MAX family dealer boards, infrastructure and support for traders which includes recording capabilities. | Assigned Dealerboard | 324.7797 | 10987.331
EMEA | South Africa | Voice | Dealerboards | 10131000016249 | Standard Dealerboard Telephony | IQMX and MAX family dealer boards, infrastructure and support for traders which includes recording capabilities. | Assigned Dealerboard | 210.6995 | 1792.7774
EMEA | Spain | Voice | Dealerboards | 10131000016262 | Standard Dealerboard Telephony | IQMX and MAX family dealer boards, infrastructure and support for traders which includes recording capabilities. | Assigned Dealerboard | 234.2211 | 188.1786
EMEA | Switzerland | Voice | Dealerboards | 10131000016263 | Standard Dealerboard Telephony | IQMX and MAX family dealer boards, infrastructure and support for traders which includes recording capabilities. | Assigned Dealerboard | 536.3091 | 558.4822
EMEA | Turkey | Voice | Dealerboards | 10131000016250 | Standard Dealerboard Telephony | IQMX and MAX family dealer boards, infrastructure and support for traders which includes recording capabilities. | Assigned Dealerboard | 133.7152 | 250.4442
EMEA | United Kingdom | Voice | Dealerboards | 10131000016252 | Standard Dealerboard Telephony | IQMX and MAX family dealer boards, infrastructure and support for traders which includes recording capabilities. | Assigned Dealerboard | 289.7176 | 185.3022
ASPAC | Australia | Voice | Dealerboards | 10131000056564 | Standard Dealerboard Telephony | IQMX and MAX family dealer boards, infrastructure and support for traders which includes recording capabilities. | Assigned Dealerboard | 498.5666 | 483.6096
ASPAC | Hong Kong | Voice | Dealerboards | 10131000056531 | Standard Dealerboard Telephony | IQMX and MAX family dealer boards, infrastructure and support for traders which includes recording capabilities. | Assigned Dealerboard | 183.4316 | 1421.5949
ASPAC | Singapore | Voice | Dealerboards | 10131000056563 | Standard Dealerboard Telephony | IQMX and MAX family dealer boards, infrastructure and support for traders which includes recording capabilities. | Assigned Dealerboard | 150.964 | 187.1954
JP |  | Voice | Dealerboards | 10131000038023 | Standard Dealerboard Telephony | IQMX and MAX family dealer boards, infrastructure and support for traders which includes recording capabilities. | Assigned Dealerboard | 513.7447 | 40096.64
NAM |  | Voice | Handset Packages | 10131000056412 | Basic Office Telephony | Basic handset or port assignment. Voicemail and Standard Mobility can be ordered separately. | Assigned Phoneset | 29.89 | 29.89
ASPAC | Australia | Voice | Handset Packages | 10131000051805 | Basic Office Telephony | Basic handset or port assignment. Voicemail and Standard Mobility can be ordered separately. | Assigned Phoneset | 68.6294 | 66.5705
ASPAC | China | Voice | Handset Packages | 10131000051806 | Basic Office Telephony | Basic handset or port assignment. Voicemail and Standard Mobility can be ordered separately. | Assigned Phoneset | 8.6338 | 55.429
ASPAC | Hong Kong | Voice | Handset Packages | 10131000051807 | Basic Office Telephony | Basic handset or port assignment. Voicemail and Standard Mobility can be ordered separately. | Assigned Phoneset | 7.3108 | 56.6587
ASPAC | India | Voice | Handset Packages | 10131000051809 | Basic Office Telephony | Basic handset or port assignment. Voicemail and Standard Mobility can be ordered separately. | Assigned Phoneset | 17.8556 | 1046.6953
ASPAC | Indonesia | Voice | Handset Packages | 10131000051808 | Basic Office Telephony | Basic handset or port assignment. Voicemail and Standard Mobility can be ordered separately. | Assigned Phoneset | 8.8004 | 87017.7392
ASPAC | Korea | Voice | Handset Packages | 10131000052003 | Basic Office Telephony | Basic handset or port assignment. Voicemail and Standard Mobility can be ordered separately. | Assigned Phoneset | 15.6604 | 17879.7919
ASPAC | Malaysia | Voice | Handset Packages | 10131000051810 | Basic Office Telephony | Basic handset or port assignment. Voicemail and Standard Mobility can be ordered separately. | Assigned Phoneset | 6.9678 | 22.0182
ASPAC | Philippines | Voice | Handset Packages | 10131000051811 | Basic Office Telephony | Basic handset or port assignment. Voicemail and Standard Mobility can be ordered separately. | Assigned Phoneset | 7.5852 | 319.0335
ASPAC | Singapore | Voice | Handset Packages | 10131000051812 | Basic Office Telephony | Basic handset or port assignment. Voicemail and Standard Mobility can be ordered separately. | Assigned Phoneset | 12.691 | 15.7368
ASPAC | Taiwan | Voice | Handset Packages | 10131000051814 | Basic Office Telephony | Basic handset or port assignment. Voicemail and Standard Mobility can be ordered separately. | Assigned Phoneset | 16.9148 | 501.0164
ASPAC | Thailand | Voice | Handset Packages | 10131000051813 | Basic Office Telephony | Basic handset or port assignment. Voicemail and Standard Mobility can be ordered separately. | Assigned Phoneset | 15.876 | 508.1908
ASPAC | Vietnam | Voice | Handset Packages | 10131000057336 | Basic Office Telephony | Basic handset or port assignment. Voicemail and Standard Mobility can be ordered separately. | Assigned Phoneset | 52.16 | 1181308.7264
ASPAC |  | Voice | Handset Packages | 10131000051793 | Basic Office Telephony Infrastructure_Regional | Basic handset or port assignment. Voicemail and Standard Mobility can be ordered separately. | Assigned Phoneset | 4.49 | N/A
ASPAC |  | Voice | Handset Packages | 10131000051794 | Basic Office Telephony Support_Regional | Basic handset or port assignment. Voicemail and Standard Mobility can be ordered separately. | Assigned Phoneset | 0.33 | N/A
NAM |  | Voice | Handset Packages | 10131000056414 | Premium Office Telephony | Premium handset. Includes Voicemail and Standard Mobility. | Assigned Phoneset | 40 | 40
NAM |  | Voice | Handset Packages | 10131000056416 | Standard Contact Center Telephony | Contact Center staff using a standard handset. Voicemail and Standard Mobility feature ordered separately. | Assigned Phoneset | 37.5 | 37.5
ASPAC | Australia | Voice | Handset Packages | 10131000051829 | Standard Contact Center Telephony | Contact Center staff using a standard handset. Voicemail and Standard Mobility feature ordered separately. | Assigned Phoneset | 295.421 | 286.5584
ASPAC | China | Voice | Handset Packages | 10131000051830 | Standard Contact Center Telephony | Contact Center staff using a standard handset. Voicemail and Standard Mobility feature ordered separately. | Assigned Phoneset | 21.0602 | 135.2065
ASPAC | Hong Kong | Voice | Handset Packages | 10131000051831 | Standard Contact Center Telephony | Contact Center staff using a standard handset. Voicemail and Standard Mobility feature ordered separately. | Assigned Phoneset | 13.818 | 107.0895
ASPAC | India | Voice | Handset Packages | 10131000056544 | Standard Contact Center Telephony | Contact Center staff using a standard handset. Voicemail and Standard Mobility feature ordered separately. | Assigned Phoneset | 51.8224 | 3037.8291
ASPAC | Indonesia | Voice | Handset Packages | 10131000051832 | Standard Contact Center Telephony | Contact Center staff using a standard handset. Voicemail and Standard Mobility feature ordered separately. | Assigned Phoneset | 43.365 | 428790.0845
ASPAC | Korea | Voice | Handset Packages | 10131000052005 | Standard Contact Center Telephony | Contact Center staff using a standard handset. Voicemail and Standard Mobility feature ordered separately. | Assigned Phoneset | 44.8938 | 51256.1493
ASPAC | Malaysia | Voice | Handset Packages | 10131000051834 | Standard Contact Center Telephony | Contact Center staff using a standard handset. Voicemail and Standard Mobility feature ordered separately. | Assigned Phoneset | 10.1724 | 32.1448
ASPAC | Philippines | Voice | Handset Packages | 10131000051835 | Standard Contact Center Telephony | Contact Center staff using a standard handset. Voicemail and Standard Mobility feature ordered separately. | Assigned Phoneset | 26.901 | 1131.4561
ASPAC | Singapore | Voice | Handset Packages | 10131000051836 | Standard Contact Center Telephony | Contact Center staff using a standard handset. Voicemail and Standard Mobility feature ordered separately. | Assigned Phoneset | 10.0254 | 12.4315
ASPAC | Taiwan | Voice | Handset Packages | 10131000051965 | Standard Contact Center Telephony | Contact Center staff using a standard handset. Voicemail and Standard Mobility feature ordered separately. | Assigned Phoneset | 12.63 | 374.1006
ASPAC | Thailand | Voice | Handset Packages | 10131000051837 | Standard Contact Center Telephony | Contact Center staff using a standard handset. Voicemail and Standard Mobility feature ordered separately. | Assigned Phoneset | 24.9998 | 800.2436
JP |  | Voice | Handset Packages | 10131000039845 | Standard Contact Center Telephony | Contact Center staff using a standard handset. Voicemail and Standard Mobility feature ordered separately. | Assigned Phoneset | 684.6381 | 53434.5
EMEA |  | Voice | Handset Packages | 10131000029909 | Standard Contact Center Telephony / Regional Interactive Call Manager | Contact Center staff using a standard handset. Voicemail and Standard Mobility feature ordered separately. | Dedicated Cost | 49.48 | N/A
ASPAC |  | Voice | Handset Packages | 10131000051799 | Standard Contact Center Telephony Infrastructure | Contact Center staff using a standard handset. Voicemail and Standard Mobility feature ordered separately. | Assigned Phoneset | 46.43 | N/A
ASPAC |  | Voice | Handset Packages | 10131000051800 | Standard Contact Center Telephony Support | Contact Center staff using a standard handset. Voicemail and Standard Mobility feature ordered separately. | Assigned Phoneset | 6.36 | N/A
NAM |  | Voice | Handset Packages | 10131000056413 | Standard Office Telephony | Standard handset. Voicemail and Standard Mobility can be ordered separately. | Assigned Phoneset | 33.5 | 33.5
EMEA | Algeria | Voice | Handset Packages | 10131000037763 | Standard Office Telephony | Standard handset. Voicemail and Standard Mobility can be ordered separately. | Assigned Phoneset | 36.2026 | 2682.5148
EMEA | Bahrain | Voice | Handset Packages | 10131000037765 | Standard Office Telephony | Standard handset. Voicemail and Standard Mobility can be ordered separately. | Assigned Phoneset | 27.1264 | 27.1264
EMEA | Barcelona | Voice | Handset Packages | 10131000056986 | Standard Office Telephony | Standard handset. Voicemail and Standard Mobility can be ordered separately. | Assigned Phoneset | 32.8853 | 26.4208
EMEA | Bulgaria | Voice | Handset Packages | 10131000037766 | Standard Office Telephony | Standard handset. Voicemail and Standard Mobility can be ordered separately. | Assigned Phoneset | 43.7107 | 69.9524
EMEA | Cameroon | Voice | Handset Packages | 10131000037767 | Standard Office Telephony | Standard handset. Voicemail and Standard Mobility can be ordered separately. | Assigned Phoneset | 33.5396 | 17539.6088
EMEA | Congo | Voice | Handset Packages | 10131000037769 | Standard Office Telephony | Standard handset. Voicemail and Standard Mobility can be ordered separately. | Assigned Phoneset | 42.973 | 42.973
EMEA | Cote D'Ivoir | Voice | Handset Packages | 10131000037770 | Standard Office Telephony | Standard handset. Voicemail and Standard Mobility can be ordered separately. | Assigned Phoneset | 61.4983 | 32160.6992
EMEA | Czech | Voice | Handset Packages | 10131000037771 | Standard Office Telephony | Standard handset. Voicemail and Standard Mobility can be ordered separately. | Assigned Phoneset | 21.5262 | 438.1286
EMEA | Egypt | Voice | Handset Packages | 10131000037772 | Standard Office Telephony | Standard handset. Voicemail and Standard Mobility can be ordered separately. | Assigned Phoneset | 29.554 | 210.5726
EMEA | France | Voice | Handset Packages | 10131000037808 | Standard Office Telephony | Standard handset. Voicemail and Standard Mobility can be ordered separately. | Assigned Phoneset | 94.1671 | 75.656
EMEA | Gabon | Voice | Handset Packages | 10131000037773 | Standard Office Telephony | Standard handset. Voicemail and Standard Mobility can be ordered separately. | Assigned Phoneset | 42.6243 | 22290.4822
EMEA | Germany | Voice | Handset Packages | 10131000037810 | Standard Office Telephony | Standard handset. Voicemail and Standard Mobility can be ordered separately. | Assigned Phoneset | 51.4382 | 41.3266
EMEA | Hungary | Voice | Handset Packages | 10131000037774 | Standard Office Telephony | Standard handset. Voicemail and Standard Mobility can be ordered separately. | Assigned Phoneset | 34.179 | 7955.346
EMEA | Ireland | Voice | Handset Packages | 10131000037812 | Standard Office Telephony | Standard handset. Voicemail and Standard Mobility can be ordered separately. | Assigned Phoneset | 30.6165 | 24.598
EMEA | Israel | Voice | Handset Packages | 10131000037776 | Standard Office Telephony | Standard handset. Voicemail and Standard Mobility can be ordered separately. | Assigned Phoneset | 95.6494 | 383.4642
EMEA | Italy | Voice | Handset Packages | 10131000037814 | Standard Office Telephony | Standard handset. Voicemail and Standard Mobility can be ordered separately. | Assigned Phoneset | 45.1929 | 36.309
EMEA | Jordan | Voice | Handset Packages | 10131000037777 | Standard Office Telephony | Standard handset. Voicemail and Standard Mobility can be ordered separately. | Assigned Phoneset | 34.2481 | 24.941
EMEA | Kazakhstan | Voice | Handset Packages | 10131000037778 | Standard Office Telephony | Standard handset. Voicemail and Standard Mobility can be ordered separately. | Assigned Phoneset | 30.6816 | 4558.9796
EMEA | Kenya | Voice | Handset Packages | 10131000037779 | Standard Office Telephony | Standard handset. Voicemail and Standard Mobility can be ordered separately. | Assigned Phoneset | 56.4779 | 5160.6702
EMEA | Kuwait | Voice | Handset Packages | 10131000037827 | Standard Office Telephony | Standard handset. Voicemail and Standard Mobility can be ordered separately. | Assigned Phoneset | 215.3769 | 59.976
EMEA | Lebanon | Voice | Handset Packages | 10131000037780 | Standard Office Telephony | Standard handset. Voicemail and Standard Mobility can be ordered separately. | Assigned Phoneset | 84.5955 | 134766.3464
EMEA | Luxembourg | Voice | Handset Packages | 10131000037816 | Standard Office Telephony | Standard handset. Voicemail and Standard Mobility can be ordered separately. | Assigned Phoneset | 17.4063 | 13.9846
EMEA | Morocco | Voice | Handset Packages | 10131000037781 | Standard Office Telephony | Standard handset. Voicemail and Standard Mobility can be ordered separately. | Assigned Phoneset | 149.6032 | 1309.7014
EMEA | Netherlands | Voice | Handset Packages | 10131000037818 | Standard Office Telephony | Standard handset. Voicemail and Standard Mobility can be ordered separately. | Assigned Phoneset | 32.3974 | 26.0288
EMEA | Nigeria | Voice | Handset Packages | 10131000037782 | Standard Office Telephony | Standard handset. Voicemail and Standard Mobility can be ordered separately. | Assigned Phoneset | 59.4441 | 10268.9692
EMEA | Pakistan | Voice | Handset Packages | 10131000037783 | Standard Office Telephony | Standard handset. Voicemail and Standard Mobility can be ordered separately. | Assigned Phoneset | 52.6768 | 5378.5242
EMEA | Poland | Voice | Handset Packages | 10131000037785 | Standard Office Telephony | Standard handset. Voicemail and Standard Mobility can be ordered separately. | Assigned Phoneset | 24.6001 | 83.4666
EMEA | Portugal | Voice | Handset Packages | 10131000037820 | Standard Office Telephony | Standard handset. Voicemail and Standard Mobility can be ordered separately. | Assigned Phoneset | 141.8361 | 113.9544
EMEA | Qatar | Voice | Handset Packages | 10131000037828 | Standard Office Telephony | Standard handset. Voicemail and Standard Mobility can be ordered separately. | Assigned Phoneset | 120.6086 | 120.6086
EMEA | Romania | Voice | Handset Packages | 10131000037788 | Standard Office Telephony | Standard handset. Voicemail and Standard Mobility can be ordered separately. | Assigned Phoneset | 18.4512 | 71.8242
EMEA | Russia | Voice | Handset Packages | 10131000037789 | Standard Office Telephony | Standard handset. Voicemail and Standard Mobility can be ordered separately. | Assigned Phoneset | 17.4056 | 588.833
EMEA | Senegal | Voice | Handset Packages | 10131000037791 | Standard Office Telephony | Standard handset. Voicemail and Standard Mobility can be ordered separately. | Assigned Phoneset | 202.6917 | 105998.0838
EMEA | Slovakia | Voice | Handset Packages | 10131000037793 | Standard Office Telephony | Standard handset. Voicemail and Standard Mobility can be ordered separately. | Assigned Phoneset | 38.8622 | 31.2228
EMEA | South Africa | Voice | Handset Packages | 10131000037794 | Standard Office Telephony | Standard handset. Voicemail and Standard Mobility can be ordered separately. | Assigned Phoneset | 74.9994 | 638.1466
EMEA | Spain | Voice | Handset Packages | 10131000037822 | Standard Office Telephony | Standard handset. Voicemail and Standard Mobility can be ordered separately. | Assigned Phoneset | 43.1071 | 34.6332
EMEA | Spain Cons | Voice | Handset Packages | 10131000037835 | Standard Office Telephony | Standard handset. Voicemail and Standard Mobility can be ordered separately. | Assigned Phoneset | 57.5858 | 46.2658
EMEA | Switzerland | Voice | Handset Packages | 10131000037825 | Standard Office Telephony | Standard handset. Voicemail and Standard Mobility can be ordered separately. | Assigned Phoneset | 127.3485 | 132.6136
EMEA | Tanzania | Voice | Handset Packages | 10131000037795 | Standard Office Telephony | Standard handset. Voicemail and Standard Mobility can be ordered separately. | Assigned Phoneset | 181.7647 | 313728.1742
EMEA | Tunisia | Voice | Handset Packages | 10131000037796 | Standard Office Telephony | Standard handset. Voicemail and Standard Mobility can be ordered separately. | Assigned Phoneset | 68.2458 | 106.3202
EMEA | Turkey | Voice | Handset Packages | 10131000037798 | Standard Office Telephony | Standard handset. Voicemail and Standard Mobility can be ordered separately. | Assigned Phoneset | 23.3676 | 43.7668
EMEA | UAE | Voice | Handset Packages | 10131000037799 | Standard Office Telephony | Standard handset. Voicemail and Standard Mobility can be ordered separately. | Assigned Phoneset | 33.0418 | 121.3632
EMEA | Uganda | Voice | Handset Packages | 10131000037800 | Standard Office Telephony | Standard handset. Voicemail and Standard Mobility can be ordered separately. | Assigned Phoneset | 34.7272 | 96542.1618
EMEA | Ukraine | Voice | Handset Packages | 10131000037801 | Standard Office Telephony | Standard handset. Voicemail and Standard Mobility can be ordered separately. | Assigned Phoneset | 26.5719 | 238.483
EMEA | United Kingdom | Voice | Handset Packages | 10131000037686 | Standard Office Telephony | Standard handset. Voicemail and Standard Mobility can be ordered separately. | Assigned Phoneset | 36.54 | 23.37
EMEA | Zambia | Voice | Handset Packages | 10131000037802 | Standard Office Telephony | Standard handset. Voicemail and Standard Mobility can be ordered separately. | Assigned Phoneset | 106.1318 | 589588.1096
ASPAC | Australia | Voice | Handset Packages | 10131000056514 | Standard Office Telephony | Standard handset. Voicemail and Standard Mobility can be ordered separately. | Assigned Phoneset | 73.78 | 71.5666
ASPAC | China | Voice | Handset Packages | 10131000056519 | Standard Office Telephony | Standard handset. Voicemail and Standard Mobility can be ordered separately. | Assigned Phoneset | 12.56 | 80.6352
ASPAC | Hong Kong | Voice | Handset Packages | 10131000056523 | Standard Office Telephony | Standard handset. Voicemail and Standard Mobility can be ordered separately. | Assigned Phoneset | 11.21 | 86.8775
ASPAC | India | Voice | Handset Packages | 10131000056533 | Standard Office Telephony | Standard handset. Voicemail and Standard Mobility can be ordered separately. | Assigned Phoneset | 21.97 | 1287.8814
ASPAC | Indonesia | Voice | Handset Packages | 10131000056527 | Standard Office Telephony | Standard handset. Voicemail and Standard Mobility can be ordered separately. | Assigned Phoneset | 12.73 | 125873.3489
ASPAC | Korea | Voice | Handset Packages | 10131000056439 | Standard Office Telephony | Standard handset. Voicemail and Standard Mobility can be ordered separately. | Assigned Phoneset | 19.73 | 22526.1356
ASPAC | Malaysia | Voice | Handset Packages | 10131000056537 | Standard Office Telephony | Standard handset. Voicemail and Standard Mobility can be ordered separately. | Assigned Phoneset | 10.86 | 34.3176
ASPAC | Philippines | Voice | Handset Packages | 10131000056542 | Standard Office Telephony | Standard handset. Voicemail and Standard Mobility can be ordered separately. | Assigned Phoneset | 11.49 | 483.2694
ASPAC | Singapore | Voice | Handset Packages | 10131000056554 | Standard Office Telephony | Standard handset. Voicemail and Standard Mobility can be ordered separately. | Assigned Phoneset | 16.7 | 20.708
ASPAC | Taiwan | Voice | Handset Packages | 10131000056557 | Standard Office Telephony | Standard handset. Voicemail and Standard Mobility can be ordered separately. | Assigned Phoneset | 21.01 | 622.3162
ASPAC | Thailand | Voice | Handset Packages | 10131000056556 | Standard Office Telephony | Standard handset. Voicemail and Standard Mobility can be ordered separately. | Assigned Phoneset | 19.95 | 638.5995
ASPAC | Vietnam | Voice | Handset Packages | 10131000057337 | Standard Office Telephony | Standard handset. Voicemail and Standard Mobility can be ordered separately. | Assigned Phoneset | 55.91 | 1266237.9389
JP |  | Voice | Handset Packages | 10131000039842 | Standard Office Telephony | Standard handset. Voicemail and Standard Mobility can be ordered separately. | Assigned Phoneset | 59.9443 | 4678.52
ASPAC |  | Voice | Handset Packages | 10131000056559 | Standard Office Telephony Infrastructure | Standard handset. Voicemail and Standard Mobility can be ordered separately. | Assigned Phoneset | 2.59 | N/A
ASPAC |  | Voice | Handset Packages | 10131000056561 | Standard Office Telephony Support | Standard handset. Voicemail and Standard Mobility can be ordered separately. | Assigned Phoneset | 0.33 | N/A
NAM |  | Voice | Handset Packages | 10131000056415 | Virtual Handset Contact Center Telephony | Contact Center staff using a virtual phoneset. No Physical Handset is provided however includes Standard Mobility Feature. Voicemail can be ordered separately. | Assigned Extension | 33.5 | 33.5
NAM |  | Voice | Handset Packages | 10131000056411 | Virtual Handset Office Telephony | Virtual phone. No handset is provided but does include Standard Mobility Feature, which covers virtual handset license costs. Voicemail can be ordered separately. | Assigned Extension | 33.5 | 33.5
NAM |  | Voice | Mobility Packages | 10131000056422 | Premium Mobility Add-on | VPN hardphone for remote users who require a physical handset. This is an add-on to Telephony Service Products. | Assigned VPNHardphone | 15 | 15
NAM |  | Voice | Mobility Packages | 10131000056421 | Standard Mobility Add-on | Softphone or virtual phone license, which provides telephony service without the need for a physical handset. This is an add-on product to the Telephony Service Products. | Assigned Mobility License | 2.75 | 2.75
EMEA | Ireland | Voice | Specialty Services | 10131000028166 | Dealerboard Private Lines / Hoots | Passthrough charges for Trader Private Lines and Hoots | Actual Cost | N/A | N/A
EMEA | United Kingdom | Voice | Specialty Services | 10131000056801 | Dealerboard Private Lines / Hoots | Passthrough charges for Trader Private Lines and Hoots | Actual Cost | N/A | N/A
NAM |  | Voice | Specialty Services | 10131000039165 | Dialer | Dialer equipment that provides the capability to make calls automatically in a Contact Center environment and associated support. This is an add-on to Contact Center Telephony Service Products. | User Configured in Dialer Application | 114.05 | 114.05
EMEA | Poland | Voice | Specialty Services | 10131000012697 | Dialer | Dialer equipment that provides the capability to make calls automatically in a Contact Center environment and associated support. This is an add-on to Contact Center Telephony Service Products. | User Configured in Dialer Application | 175.3084 | 594.81
EMEA | United Kingdom | Voice | Specialty Services | 10131000029786 | Dialer | Dialer equipment that provides the capability to make calls automatically in a Contact Center environment and associated support. This is an add-on to Contact Center Telephony Service Products. | User Configured in Dialer Application | 318.7481 | 203.87
ASPAC | Australia | Voice | Specialty Services | 10131000051841 | Dialer | Dialer equipment that provides the capability to make calls automatically in a Contact Center environment and associated support. This is an add-on to Contact Center Telephony Service Products. | User Configured in Dialer Application | 52.99 | 51.4003
ASPAC | Indonesia | Voice | Specialty Services | 10131000051844 | Dialer | Dialer equipment that provides the capability to make calls automatically in a Contact Center environment and associated support. This is an add-on to Contact Center Telephony Service Products. | User Configured in Dialer Application | 25.15 | 248681.4395
ASPAC | Malaysia | Voice | Specialty Services | 10131000051846 | Dialer | Dialer equipment that provides the capability to make calls automatically in a Contact Center environment and associated support. This is an add-on to Contact Center Telephony Service Products. | User Configured in Dialer Application | 19.21 | 60.7036
ASPAC | Philippines | Voice | Specialty Services | 10131000051847 | Dialer | Dialer equipment that provides the capability to make calls automatically in a Contact Center environment and associated support. This is an add-on to Contact Center Telephony Service Products. | User Configured in Dialer Application | 18.13 | 762.5478
ASPAC | Singapore | Voice | Specialty Services | 10131000051969 | Dialer | Dialer equipment that provides the capability to make calls automatically in a Contact Center environment and associated support. This is an add-on to Contact Center Telephony Service Products. | User Configured in Dialer Application | 21.62 | 26.8088
ASPAC | Taiwan | Voice | Specialty Services | 10131000051850 | Dialer | Dialer equipment that provides the capability to make calls automatically in a Contact Center environment and associated support. This is an add-on to Contact Center Telephony Service Products. | User Configured in Dialer Application | 16.58 | 491.0996
JP |  | Voice | Specialty Services | 10131000051767 | Dialer | Dialer equipment that provides the capability to make calls automatically in a Contact Center environment and associated support. This is an add-on to Contact Center Telephony Service Products. | User Configured in Dialer Application | 25.63 | 2000
ASPAC |  | Voice | Specialty Services | 10131000051802 | Dialers Infrastructure_Regional | Dialer equipment that provides the capability to make calls automatically in a Contact Center environment and associated support. This is an add-on to Contact Center Telephony Service Products. | User Configured in Dialer Application | 97.83 | N/A
EMEA | Czech | Voice | Specialty Services | 10131000022736 | Interactive Voice Response (IVR) | Interactive voice response service offered to businesses as part of contact center infrastructure. Includes IVR hardware, middleware and support for the product. Software changes are not included. | By Port | 3.3439 | 68.06
EMEA | Russia | Voice | Specialty Services | 10131000022739 | Interactive Voice Response (IVR) | Interactive voice response service offered to businesses as part of contact center infrastructure. Includes IVR hardware, middleware and support for the product. Software changes are not included. | By Port | 14.5716 | 492.96
EMEA | Turkey | Voice | Specialty Services | 10131000022741 | Interactive Voice Response (IVR) | Interactive voice response service offered to businesses as part of contact center infrastructure. Includes IVR hardware, middleware and support for the product. Software changes are not included. | By Port | 122.346 | 229.15
NAM |  | Voice | Specialty Services | 10131000056427 | Telephony Dedicated Charges | Dedicated telephony project support or infrastructure | Actual Cost | N/A | N/A
JP |  | Voice | Specialty Services | 10131000039836 | Telephony Dedicated Charges | Dedicated telephony project support or infrastructure | Actual Cost | N/A | N/A
NAM |  | Voice | Specialty Services | 10131000056424 | Voice Analytics and Recording Add-on | Equipment used to record conversations of users and provides functionality to search for key phrases spoken during conversations. This is an add-on to Telephony Service Products. | Recorded Extension with Analytics | 40 | 40
NAM |  | Voice | Specialty Services | 10131000056423 | Voice Recording Add-on | Equipment and infrastructure used to record conversations of users. This is an add-on to Telephony Service Products. | Recorded Extension | 15 | 15
EMEA | Algeria | Voice | Specialty Services | 10131000037922 | Voice Recording Add-on | Equipment and infrastructure used to record conversations of users. This is an add-on to Telephony Service Products. | Recorded Extension | 76.2083 | 5646.83
EMEA | Bahrain | Voice | Specialty Services | 10131000037924 | Voice Recording Add-on | Equipment and infrastructure used to record conversations of users. This is an add-on to Telephony Service Products. | Recorded Extension | 45.44 | 45.44
EMEA | Barcelona | Voice | Specialty Services | 10131000056978 | Voice Recording Add-on | Equipment and infrastructure used to record conversations of users. This is an add-on to Telephony Service Products. | Recorded Extension | 19.3173 | 15.52
EMEA | Bulgaria | Voice | Specialty Services | 10131000037925 | Voice Recording Add-on | Equipment and infrastructure used to record conversations of users. This is an add-on to Telephony Service Products. | Recorded Extension | 18.8021 | 30.09
EMEA | Cameroon | Voice | Specialty Services | 10131000037926 | Voice Recording Add-on | Equipment and infrastructure used to record conversations of users. This is an add-on to Telephony Service Products. | Recorded Extension | 76.3165 | 39909.92
EMEA | Congo | Voice | Specialty Services | 10131000037928 | Voice Recording Add-on | Equipment and infrastructure used to record conversations of users. This is an add-on to Telephony Service Products. | Recorded Extension | 623.25 | 623.25
EMEA | Cote D'Ivoir | Voice | Specialty Services | 10131000037929 | Voice Recording Add-on | Equipment and infrastructure used to record conversations of users. This is an add-on to Telephony Service Products. | Recorded Extension | 387.1201 | 202445.37
EMEA | Czech | Voice | Specialty Services | 10131000037930 | Voice Recording Add-on | Equipment and infrastructure used to record conversations of users. This is an add-on to Telephony Service Products. | Recorded Extension | 54.0813 | 1100.73
EMEA | Egypt | Voice | Specialty Services | 10131000037931 | Voice Recording Add-on | Equipment and infrastructure used to record conversations of users. This is an add-on to Telephony Service Products. | Recorded Extension | 53.1846 | 378.94
EMEA | France | Voice | Specialty Services | 10131000037965 | Voice Recording Add-on | Equipment and infrastructure used to record conversations of users. This is an add-on to Telephony Service Products. | Recorded Extension | 167.9812 | 134.96
EMEA | Gabon | Voice | Specialty Services | 10131000037932 | Voice Recording Add-on | Equipment and infrastructure used to record conversations of users. This is an add-on to Telephony Service Products. | Recorded Extension | 66.9583 | 35016.02
EMEA | Germany | Voice | Specialty Services | 10131000037967 | Voice Recording Add-on | Equipment and infrastructure used to record conversations of users. This is an add-on to Telephony Service Products. | Recorded Extension | 53.1974 | 42.74
EMEA | Hungary | Voice | Specialty Services | 10131000037933 | Voice Recording Add-on | Equipment and infrastructure used to record conversations of users. This is an add-on to Telephony Service Products. | Recorded Extension | 37.2068 | 8660.07
EMEA | Ireland | Voice | Specialty Services | 10131000037969 | Voice Recording Add-on | Equipment and infrastructure used to record conversations of users. This is an add-on to Telephony Service Products. | Recorded Extension | 26.3498 | 21.17
EMEA | Israel | Voice | Specialty Services | 10131000037935 | Voice Recording Add-on | Equipment and infrastructure used to record conversations of users. This is an add-on to Telephony Service Products. | Recorded Extension | 76.7262 | 307.6
EMEA | Italy | Voice | Specialty Services | 10131000037971 | Voice Recording Add-on | Equipment and infrastructure used to record conversations of users. This is an add-on to Telephony Service Products. | Recorded Extension | 107.7888 | 86.6
EMEA | Jordan | Voice | Specialty Services | 10131000037936 | Voice Recording Add-on | Equipment and infrastructure used to record conversations of users. This is an add-on to Telephony Service Products. | Recorded Extension | 128.4321 | 93.53
EMEA | Kazakhstan | Voice | Specialty Services | 10131000037937 | Voice Recording Add-on | Equipment and infrastructure used to record conversations of users. This is an add-on to Telephony Service Products. | Recorded Extension | 68.1591 | 10127.77
EMEA | Kenya | Voice | Specialty Services | 10131000037938 | Voice Recording Add-on | Equipment and infrastructure used to record conversations of users. This is an add-on to Telephony Service Products. | Recorded Extension | 64.634 | 5905.93
EMEA | Kuwait | Voice | Specialty Services | 10131000037980 | Voice Recording Add-on | Equipment and infrastructure used to record conversations of users. This is an add-on to Telephony Service Products. | Recorded Extension | 484.8637 | 135.02
EMEA | Luxembourg | Voice | Specialty Services | 10131000037972 | Voice Recording Add-on | Equipment and infrastructure used to record conversations of users. This is an add-on to Telephony Service Products. | Recorded Extension | 85.4344 | 68.64
EMEA | Morocco | Voice | Specialty Services | 10131000037940 | Voice Recording Add-on | Equipment and infrastructure used to record conversations of users. This is an add-on to Telephony Service Products. | Recorded Extension | 238.4796 | 2087.77
EMEA | Nigeria | Voice | Specialty Services | 10131000037941 | Voice Recording Add-on | Equipment and infrastructure used to record conversations of users. This is an add-on to Telephony Service Products. | Recorded Extension | 107.0646 | 18495.41
EMEA | Pakistan | Voice | Specialty Services | 10131000037942 | Voice Recording Add-on | Equipment and infrastructure used to record conversations of users. This is an add-on to Telephony Service Products. | Recorded Extension | 28.3376 | 2893.39
EMEA | Poland | Voice | Specialty Services | 10131000037944 | Voice Recording Add-on | Equipment and infrastructure used to record conversations of users. This is an add-on to Telephony Service Products. | Recorded Extension | 53.0249 | 179.91
EMEA | Portugal | Voice | Specialty Services | 10131000037975 | Voice Recording Add-on | Equipment and infrastructure used to record conversations of users. This is an add-on to Telephony Service Products. | Recorded Extension | 412.1116 | 331.1
EMEA | Qatar | Voice | Specialty Services | 10131000037981 | Voice Recording Add-on | Equipment and infrastructure used to record conversations of users. This is an add-on to Telephony Service Products. | Recorded Extension | 548 | 548
EMEA | Romania | Voice | Specialty Services | 10131000037946 | Voice Recording Add-on | Equipment and infrastructure used to record conversations of users. This is an add-on to Telephony Service Products. | Recorded Extension | 11.3239 | 44.08
EMEA | Russia | Voice | Specialty Services | 10131000037947 | Voice Recording Add-on | Equipment and infrastructure used to record conversations of users. This is an add-on to Telephony Service Products. | Recorded Extension | 36.6452 | 1239.71
EMEA | Slovakia | Voice | Specialty Services | 10131000037950 | Voice Recording Add-on | Equipment and infrastructure used to record conversations of users. This is an add-on to Telephony Service Products. | Recorded Extension | 471.3084 | 378.66
EMEA | South Africa | Voice | Specialty Services | 10131000037951 | Voice Recording Add-on | Equipment and infrastructure used to record conversations of users. This is an add-on to Telephony Service Products. | Recorded Extension | 112.2605 | 955.19
EMEA | Spain | Voice | Specialty Services | 10131000037976 | Voice Recording Add-on | Equipment and infrastructure used to record conversations of users. This is an add-on to Telephony Service Products. | Recorded Extension | 46.5259 | 37.38
EMEA | Spain Cons | Voice | Specialty Services | 10131000037988 | Voice Recording Add-on | Equipment and infrastructure used to record conversations of users. This is an add-on to Telephony Service Products. | Recorded Extension | 25.4038 | 20.41
EMEA | Switzerland | Voice | Specialty Services | 10131000037979 | Voice Recording Add-on | Equipment and infrastructure used to record conversations of users. This is an add-on to Telephony Service Products. | Recorded Extension | 122.9277 | 128.01
EMEA | Tanzania | Voice | Specialty Services | 10131000037952 | Voice Recording Add-on | Equipment and infrastructure used to record conversations of users. This is an add-on to Telephony Service Products. | Recorded Extension | 123.0972 | 212467.37
EMEA | Turkey | Voice | Specialty Services | 10131000037953 | Voice Recording Add-on | Equipment and infrastructure used to record conversations of users. This is an add-on to Telephony Service Products. | Recorded Extension | 61.6882 | 115.54
EMEA | UAE | Voice | Specialty Services | 10131000037954 | Voice Recording Add-on | Equipment and infrastructure used to record conversations of users. This is an add-on to Telephony Service Products. | Recorded Extension | 61.6386 | 226.4
EMEA | Uganda | Voice | Specialty Services | 10131000037955 | Voice Recording Add-on | Equipment and infrastructure used to record conversations of users. This is an add-on to Telephony Service Products. | Recorded Extension | 627.875 | 1745503.32
EMEA | Ukraine | Voice | Specialty Services | 10131000037956 | Voice Recording Add-on | Equipment and infrastructure used to record conversations of users. This is an add-on to Telephony Service Products. | Recorded Extension | 95.0318 | 852.91
EMEA | United Kingdom | Voice | Specialty Services | 10131000037959 | Voice Recording Add-on | Equipment and infrastructure used to record conversations of users. This is an add-on to Telephony Service Products. | Recorded Extension | 45.49 | 29.09
ASPAC | Australia | Voice | Specialty Services | 10131000051817 | Voice Recording Add-on | Equipment and infrastructure used to record conversations of users. This is an add-on to Telephony Service Products. | Recorded Extension | 32.28 | 31.3116
ASPAC | China | Voice | Specialty Services | 10131000051818 | Voice Recording Add-on | Equipment and infrastructure used to record conversations of users. This is an add-on to Telephony Service Products. | Recorded Extension | 20.68 | 132.7656
ASPAC | Hong Kong | Voice | Specialty Services | 10131000051819 | Voice Recording Add-on | Equipment and infrastructure used to record conversations of users. This is an add-on to Telephony Service Products. | Recorded Extension | 5.5 | 42.625
ASPAC | India | Voice | Specialty Services | 10131000051821 | Voice Recording Add-on | Equipment and infrastructure used to record conversations of users. This is an add-on to Telephony Service Products. | Recorded Extension | 12.74 | 746.8188
ASPAC | Indonesia | Voice | Specialty Services | 10131000051820 | Voice Recording Add-on | Equipment and infrastructure used to record conversations of users. This is an add-on to Telephony Service Products. | Recorded Extension | 9.53 | 94231.9729
ASPAC | Korea | Voice | Specialty Services | 10131000052004 | Voice Recording Add-on | Equipment and infrastructure used to record conversations of users. This is an add-on to Telephony Service Products. | Recorded Extension | 21.36 | 24387.1392
ASPAC | Malaysia | Voice | Specialty Services | 10131000051822 | Voice Recording Add-on | Equipment and infrastructure used to record conversations of users. This is an add-on to Telephony Service Products. | Recorded Extension | 14.39 | 45.4724
ASPAC | Philippines | Voice | Specialty Services | 10131000051823 | Voice Recording Add-on | Equipment and infrastructure used to record conversations of users. This is an add-on to Telephony Service Products. | Recorded Extension | 4.96 | 208.6176
ASPAC | Singapore | Voice | Specialty Services | 10131000051824 | Voice Recording Add-on | Equipment and infrastructure used to record conversations of users. This is an add-on to Telephony Service Products. | Recorded Extension | 10.98 | 13.6152
ASPAC | Taiwan | Voice | Specialty Services | 10131000051826 | Voice Recording Add-on | Equipment and infrastructure used to record conversations of users. This is an add-on to Telephony Service Products. | Recorded Extension | 4.41 | 130.6242
ASPAC | Thailand | Voice | Specialty Services | 10131000051825 | Voice Recording Add-on | Equipment and infrastructure used to record conversations of users. This is an add-on to Telephony Service Products. | Recorded Extension | 12.41 | 397.2441
ASPAC | Vietnam | Voice | Specialty Services | 10131000057338 | Voice Recording Add-on | Equipment and infrastructure used to record conversations of users. This is an add-on to Telephony Service Products. | Recorded Extension | 13.04 | 295327.1816
ASPAC |  | Voice | Specialty Services | 10131000029598 | Voice Recording Add-on | Equipment and infrastructure used to record conversations of users. This is an add-on to Telephony Service Products. | Recorded Extension | 0.6 | N/A
JP |  | Voice | Specialty Services | 10131000039839 | Voice Recording Add-on | Equipment and infrastructure used to record conversations of users. This is an add-on to Telephony Service Products. | Recorded Extension | 55.57 | 4337
ASPAC |  | Voice | Specialty Services | 10131000051796 | Voice Recording Add-on Infrastructure_Regional | Equipment and infrastructure used to record conversations of users. This is an add-on to Telephony Service Products. | Recorded Extension | 2.57 | N/A
ASPAC |  | Voice | Specialty Services | 10131000051797 | Voice Recording Add-on Support_Regional | Equipment and infrastructure used to record conversations of users. This is an add-on to Telephony Service Products. | Recorded Extension | 1.34 | N/A
NAM |  | Voice | Specialty Services | 10131000056425 | Voicemail Add-on | Capability that allows recording messages from callers and listening to them at a later time. This is an add-on to Telephony Service Products. | Assigned Voicemail box | 3 | 3
EMEA | Ireland | Voice | Specialty Services | 10131000038158 | Voicemail Add-on | Capability that allows recording messages from callers and listening to them at a later time. This is an add-on to Telephony Service Products. | Assigned Voicemail box | 10.2935 | 8.27
EMEA | Luxembourg | Voice | Specialty Services | 10131000038160 | Voicemail Add-on | Capability that allows recording messages from callers and listening to them at a later time. This is an add-on to Telephony Service Products. | Assigned Voicemail box | 1.5185 | 1.22
EMEA | Spain | Voice | Specialty Services | 10131000038163 | Voicemail Add-on | Capability that allows recording messages from callers and listening to them at a later time. This is an add-on to Telephony Service Products. | Assigned Voicemail box | 0.85883 | 0.69
EMEA | Switzerland | Voice | Specialty Services | 10131000038166 | Voicemail Add-on | Capability that allows recording messages from callers and listening to them at a later time. This is an add-on to Telephony Service Products. | Assigned Voicemail box | 70.6779 | 73.6
NAM |  | Voice | Usage | 10131000056428 | Telephony Usage | Local, Domestic long distance, Mobile, International Calls. The set up of Long Distance calling capabilities are defined when ordering Telephony Services. | Actual Cost | N/A | N/A
EMEA |  | Voice | Usage | 10131000038066 | Telephony Usage | Local, Domestic long distance, Mobile, International Calls. The set up of Long Distance calling capabilities are defined when ordering Telephony Services. | Actual Cost | N/A | N/A
Note on I496: Scott R. Leitstein: Obsolete
Note on I498: Scott R. Leitstein: Obsolete
Note on I514: Scott R. Leitstein: Obsolete
Note on I519: Scott R. Leitstein: Obsolete

## CTI Rate Card 2014 (Complete)
2014 CTI Rate Card
2014 SOID | 2014 Product Name | 2014 SOID Name (APS) | 2014 Driver | SOID Currency | 2013 Rate (USD) | 2013 Adjusted Rate (USD) | 2014 Rate (Local Currency) | 2014 Rate (USD) | Service Provider Region | Service Provider Country | 2014 Prod Cat 1 | 2014 Prod Cat 2 | 2014 Prod Cat 3 | 2014 Prod Cat 4
(Retired-2013)-10131000037577 | VM Direct Support | Direct SA support per VM | Per VM | USD | 100 |  | 0 | 0
(Retired-2013)-10131000037656 | VMware Maintenance | Support for VMware software-- per CPU | Per CPU | USD | 9.6 |  | 0 | 0
(Retired-2013)-10131000037581 | VM O/S Software | O/S Software for VM | Per VM | USD | 25.91 |  |  | 0
(Retired-2013)-10131000037662 | VMWare Software | Software for VM | Per CPU | USD | 57.42 |  |  | 0
1000099138 | 089 LLAMADA RED INTERNA INTERNACIONAL | 089 LLAMADA RED INTERNA INTERNACIONAL | Minute | MXN | - | - | 0 | 0 | LATAM | Mexico | Voice & Conferencing | Voice | Other | LLAMADA RED INTERNA INTERNACIONAL
1000099175 | 089 LLAMADA RED INTERNA INTERNACIONAL | 089 LLAMADA RED INTERNA INTERNACIONAL_Filial | Minute | MXN | - | - | 0 | 0 | LATAM | Mexico | Voice & Conferencing | Voice | Other | LLAMADA RED INTERNA INTERNACIONAL
1000099133 | 1-800 Service | 1-800 Service | Actual Cost | MXN | - | - | 0 | 0 | LATAM | Mexico | Voice & Conferencing | Voice | Other | 1-800 Service
1000099170 | 1-800 Service | 1-800 Service_Filial | Actual Cost | MXN | - | - | 0 | 0 | LATAM | Mexico | Voice & Conferencing | Voice | Other | 1-800 Service
1000099037 | ADMINISTRACION DE VERSIONES | ADMINISTRACION DE VERSIONES | Access | MXN | - | - | 557.36 | 43.0394 | LATAM | Mexico | Data Center | Application Hosting | Other | ADMINISTRACION DE VERSIONES
1000099135 | ADMON PBX CREDITO FAMILIAR | C. F. ADMON PBX CREDITO FAMILIAR | Actual Cost | MXN | - | - | 0 | 0 | LATAM | Mexico | Voice & Conferencing | Voice | Other | ADMON PBX CREDITO FAMILIAR
1000099172 | ADMON PBX CREDITO FAMILIAR | C. F. ADMON PBX CREDITO FAMILIAR_Filial | Actual Cost | MXN | - | - | 0 | 0 | LATAM | Mexico | Voice & Conferencing | Voice | Other | ADMON PBX CREDITO FAMILIAR
1000099038 | ALOJAMIENTO DE SERVIDOR | ALOJAMIENTO DE SERVIDOR B | Server | MXN | - | - | 6912.15 | 533.7568 | LATAM | Mexico | Data Center | Application Hosting | Other | ALOJAMIENTO DE SERVIDOR
1000099039 | ALOJAMIENTO DE SERVIDOR | ALOJAMIENTO DE SERVIDOR PLATA A | Server | MXN | - | - | 3820.56 | 295.0239 | LATAM | Mexico | Data Center | Application Hosting | Other | ALOJAMIENTO DE SERVIDOR
10131000011366 | Application Hosting - Other - Dedicated | Application Hosting - Other - Dedicated - China DC_InCountry | Actual Cost | USD | 0 | - | 0 | 0 | Asia | China | Data Center | Application Hosting | Other | DC Dedicated - China DC
10131000021449 | Application Hosting - Other - Dedicated | Application Hosting - Other - Dedicated_InCountry | Actual Cost | USD | 0 | - | 1e-08 | 0 | Asia | Country (Shared) | Data Center | Application Hosting | Other | DC Dedicated
10131000051871 | Application Hosting - Other - Dedicated | Application Hosting - Other - Dedicated - Unix InCountry | Actual Cost | USD | 0 | - | 1e-08 | 0 | Asia | Country (Shared) | Data Center | Application Hosting | Other | DC Dedicated - Unix
10131000051872 | Application Hosting - Other - Dedicated | Application Hosting - Other - Dedicated - Wintel InCountry | Actual Cost | USD | 0 | - | 1e-08 | 0 | Asia | Country (Shared) | Data Center | Application Hosting | Other | DC Dedicated - Wintel
10131000051873 | Application Hosting - Other - Dedicated | Application Hosting - Other - Dedicated - STI InCountry | Actual Cost | USD | 0 | - | 1e-08 | 0 | Asia | Country (Shared) | Data Center | Application Hosting | Other | DC Dedicated - STI
10131000051874 | Application Hosting - Other - Dedicated | Application Hosting - Other - Dedicated - AIX InCountry | Actual Cost | USD | 0 | - | 1e-08 | 0 | Asia | Country (Shared) | Data Center | Application Hosting | Other | DC Dedicated - AIX
10131000051875 | Application Hosting - Other - Dedicated | Application Hosting - Other - Dedicated - Vmware InCountry | Actual Cost | USD | 0 | - | 1e-08 | 0 | Asia | Country (Shared) | Data Center | Application Hosting | Other | DC Dedicated - VMware
10131000051876 | Application Hosting - Other - Dedicated | Application Hosting - Other - Dedicated - Backup InCountry | Actual Cost | USD | 0 | - | 1e-08 | 0 | Asia | Country (Shared) | Data Center | Application Hosting | Other | DC Dedicated - Backup
10131000021902 | Application Hosting - Other - Dedicated | Application Hosting - Other - Dedicated - India InCountry | Actual Cost | USD | 0 | - | 1e-08 | 0 | Asia | India | Data Center | Application Hosting | Other | DC Dedicated - India DC
10131000053768 | Application Hosting - Other - Dedicated | Application Hosting - Other - Dedicated - India MRDC InCountry | Actual Cost | USD | 0 | - | 1e-08 | 0 | Asia | India | Data Center | Application Hosting | Other | DC Dedicated - MRDC
10131000015684 | Application Hosting - Other - Dedicated | Application Hosting - Other - Dedicated_JP | Actual Cost | JPY | 0 | - | 0 | 0 | Japan | Japan | Data Center | Application Hosting | Other | Dedicated Charges
10131000015725 | Application Hosting - Other - Dedicated | Application Hosting - Other - Dedicated_JP | Actual Cost | JPY | 0 | - | 0 | 0 | Japan | Japan | Data Center | Application Hosting | Other | Dedicated Charges
10131000052446 | Application Hosting - Other - Dedicated | Application Hosting - Other - Dedicated_JP CSJ | Actual Cost | JPY | 0 | - | 0 | 0 | Japan | Japan | Data Center | Application Hosting | Other | Dedicated Charges
10131000016339 | Application Hosting - Other - Dedicated | Application Hosting - Other - Dedicated - Poland DC | Actual Cost | PLN | 0 | - | 1e-08 | 3.0847e-09 | EMEA | Poland | Data Center | Application Hosting | Other | Poland Data Center
10131000018879 | Application Hosting - Other - Dedicated | Application Hosting - Other - Dedicated - Distributed | Actual Cost | USD | 0 | - | 1e-08 | 0 | Asia | Regional | Data Center | Application Hosting | Other | DC Dedicated - Distributed
10131000020432 | Application Hosting - Other - Dedicated | Application Hosting - Other - Dedicated - HP Unix | Actual Cost | USD | 0 | - | 1e-08 | 0 | Asia | Regional | Data Center | Application Hosting | Other | DC Dedicated - HP Unix
10131000025873 | Application Hosting - Other - Dedicated | Application Hosting - Other - Dedicated - Wintel x86 | Actual Cost | USD | 0 | - | 1e-08 | 0 | Asia | Regional | Data Center | Application Hosting | Other | DC Dedicated - Wintel x86
10131000029291 | Application Hosting - Other - Dedicated | Application Hosting - Other - Dedicated - P-Series | Actual Cost | USD | 0 | - | 1e-08 | 0 | Asia | Regional | Data Center | Application Hosting | Other | DC Dedicated - P-Series
10131000035451 | Application Hosting - Other - Dedicated | Application Hosting - Other - Dedicated - Sun/Solaris | Actual Cost | USD | 0 | - | 1e-08 | 0 | Asia | Regional | Data Center | Application Hosting | Other | DC Dedicated - Sun/Solaris
10131000053031 | Application Hosting - Other - Dedicated | Application Hosting - Other - Dedicated - HP VMS | Actual Cost | USD | 0 | - | 1e-08 | 0 | Asia | Regional | Data Center | Application Hosting | Other | DC Dedicated - HP VMS
10131000053769 | Application Hosting - Other - Dedicated | Application Hosting - Other - Dedicated - China DC | Actual Cost | USD | 0 | - | 1e-08 | 0 | Asia | Regional | Data Center | Application Hosting | Other | DC Dedicated - China DC
10131000054510 | Application Hosting - Other - Dedicated | Application Hosting - Other - Dedicated | Actual Cost | USD | 0 | - | 1e-08 | 0 | Asia | Regional | Data Center | Application Hosting | Other | DC Dedicated - Other
10131000057445 | Application Hosting - Other - Dedicated | Application Hosting - Other - Dedicated_Regional | Actual Cost | USD | 0 | - | 1e-08 | 0 | Asia | Regional | Data Center | Application Hosting | Other | DC Dedicated
10131000039030 | Application Hosting - Other - Dedicated | Application Hosting - Other - Dedicated - Zurich DC | Actual Cost | USD | 0 | - | 1e-08 | 1e-08 | EMEA | Switzerland | Data Center | Application Hosting | Other | Zurich Data Center
10131000057293 | Application Hosting - Other - Dedicated | Application Hosting - Other - Dedicated - CSC Poland DC Support | Actual Cost | USD | 0 | - | 1e-08 | 1e-08 | EMEA | United Kingdom | Data Center | Application Hosting | Other | Poland Data Center
10131000056272 | Application Hosting - Other - Dedicated | Application Hosting - Other - Dedicated - Local Data Center | Actual Cost | GBP | 0 | - | 1e-08 | 1.5325e-08 | EMEA | United Kingdom | Data Center | Application Hosting | Other | Local Data Centre
10131000057350 | Application Hosting - Other - Dedicated | Application Hosting - Other - Dedicated - Rainbow | Actual Cost | GBP | 0 | - | 1e-08 | 1.5325e-08 | EMEA | United Kingdom | Data Center | Application Hosting | Other | Rainbow
10131000057351 | Application Hosting - Other - Dedicated | Application Hosting - Other - Dedicated - Rainbow | Actual Cost | GBP | 0 | - | 1e-08 | 1.5325e-08 | EMEA | United Kingdom | Data Center | Application Hosting | Other | Rainbow
10131000015900 | Application Hosting - Other - Dedicated | Application Hosting - Other - Dedicated | Actual Cost | USD | 0 | - | 0 | 0 | NAM | US | Data Center | Application Hosting | Other | Dedicated Charges
10131000020726 | Application Hosting - Other - Dedicated | Application Hosting - Other - Dedicated | Actual Cost | USD | 0 | - | 0 | 0 | NAM | US | Data Center | Application Hosting | Other | Dedicated Charges
10131000051999 | Application Hosting - Other - Filenet | Application Hosting - Other - Filenet | Actual Cost | GBP | 0 | - | 1e-08 | 1.5325e-08 | EMEA | United Kingdom | Data Center | Application Hosting | Other | Filenet
10131000053747 | Application Hosting - Other - Filenet | Application Hosting - Other - Filenet | Actual Cost | USD | 0 | - | 1e-08 | 1e-08 | EMEA | United Kingdom | Data Center | Application Hosting | Other | Filenet
10131000053748 | Application Hosting - Other - Filenet | Application Hosting - Other - Filenet | Actual Cost | GBP | 0 | - | 1e-08 | 1.5325e-08 | EMEA | United Kingdom | Data Center | Application Hosting | Other | Filenet
10131000058617 | Application Hosting - Other - Kofax | Application Hosting - Other - Kofax_UK | Actual Cost | GBP | - | - | 1e-08 | 1.5325e-08 | EMEA | United Kingdom | Data Center | Application Hosting | Other | Kofax
10131000057248 | Application Hosting - Other - Legal Record Administrative Fee | Application Hosting - Other - Legal Record Administrative Fee | Instance | USD | 1500 | - | 1500 | 1500 | NAM | US | Data Center | Application Hosting | Other | Legal Record Administrative Fee
10131000057247 | Application Hosting - Other - Legal Record Media | Application Hosting - Other - Legal Record Media | GB | USD | 0.95 | - | 0.95 | 0.95 | NAM | US | Data Center | Application Hosting | Other | Legal Record Media
10131000029986 | Application Hosting - Other - True Up | Application Hosting - Other - True Up | Actual Cost | USD | 0 | - | 1e-08 | 0 | Asia | Regional | Data Center | Other Data Center | True Up | DC Dedicated - True Up
10131000056359 | Application Service - Application Monitoring - Web Trends | Application Service - Application Monitoring - Web Trends | Report | USD | 215.625 | - | 238.4 | 238.4 | NAM | US | Data Center | Web/App Platform Services | Application Monitoring | Web Trends
10131000056460 | Application Service - Application Monitoring - Wiley | Application Service - Application Monitoring - Wiley | CPU | USD | 150 | - | 154.41 | 154.41 | Asia | Regional | Data Center | Web/App Platform Services | Application Monitoring | Wiley
1000058586 | Application Service - Application Monitoring - Wiley | Application Service - Application Monitoring - Wiley_CN | CPU | USD | - | - | 154.41 | 154.41 | Asia | China | Data Center | Web/App Platform Services | Application Monitoring | Wiley
10131000024885 | Application Service - Base Run & Maintenance Support | Application Service - Base Run & Maintenance Support | CPU | GBP | 1.4008 | - | 1.18 | 1.8083 | EMEA | United Kingdom | Data Center | Web/App Platform Services | Support | Base Run & Maintenance Support
10131000024887 | Application Service - Base Run & Maintenance Support | Application Service - Base Run & Maintenance Support | CPU | GBP | 1.4008 | - | 1.18 | 1.8083 | EMEA | United Kingdom | Data Center | Web/App Platform Services | Support | Base Run & Maintenance Support
10131000024891 | Application Service - Base Run & Maintenance Support | Application Service - Base Run & Maintenance Support | CPU | GBP | 1.4008 | - | 1.18 | 1.8083 | EMEA | United Kingdom | Data Center | Web/App Platform Services | Support | Base Run & Maintenance Support
10131000024893 | Application Service - Base Run & Maintenance Support | Application Service - Base Run & Maintenance Support | CPU | GBP | 1.4008 | - | 1.18 | 1.8083 | EMEA | United Kingdom | Data Center | Web/App Platform Services | Support | Base Run & Maintenance Support
10131000024888 | Application Service - Base Run & Maintenance Support | Application Service - Base Run & Maintenance Support | CPU | USD | 1.404 | - | 1.8 | 1.8 | EMEA | United Kingdom | Data Center | Web/App Platform Services | Support | Base Run & Maintenance Support
10131000024894 | Application Service - Base Run & Maintenance Support | Application Service - Base Run & Maintenance Support | CPU | USD | 1.404 | - | 1.8 | 1.8 | EMEA | United Kingdom | Data Center | Web/App Platform Services | Support | Base Run & Maintenance Support
10131000007233 | Application Service - Base Run & Maintenance Support | Application Service - Base Run & Maintenance Support | CPU | GBP | 1.4786 | - | 1.18 | 1.8083 | EMEA | United Kingdom | Data Center | Web/App Platform Services | Support | Base Run & Maintenance Support
10131000007235 | Application Service - Base Run & Maintenance Support | Application Service - Base Run & Maintenance Support | CPU | GBP | 1.4786 | - | 1.18 | 1.8083 | EMEA | United Kingdom | Data Center | Web/App Platform Services | Support | Base Run & Maintenance Support
10131000007236 | Application Service - Base Run & Maintenance Support | Application Service - Base Run & Maintenance Support | CPU | USD | 1.48 | - | 1.8 | 1.8 | EMEA | United Kingdom | Data Center | Web/App Platform Services | Support | Base Run & Maintenance Support
10131000056459 | Application Service - Business Intelligence - Business Objects | Application Service - Business Intelligence - Business Objects | CPU | USD | 1828.75 | - | 2244.21 | 2244.21 | Asia | Regional | Data Center | Web/App Platform Services | Business Intelligence | Business Objects
10131000009899 | Application Service - Custom Business Specific Software | Application Service - Custom Business Specific Software | Actual Cost | USD | 0 | - | 0 | 0 | NAM | US | Data Center | Web/App Platform Services | Software | Business Specific Software
10131000056455 | Application Service - Custom Middleware - Tier 2 | Application Service - Custom Middleware - Tier 2 | PVU | USD | 9.648 | - | 10.58 | 10.58 | Asia | Regional | Data Center | Web/App Platform Services | Middleware | Middleware - Tier 2
10131000056464 | Application Service - Custom Middleware - Tier 3 | Application Service - Custom Middleware - Tier 3 | Actual Cost | USD | 0 | - | 1427.93 | 1427.93 | Asia | Regional | Data Center | Web/App Platform Services | Middleware | Middleware - Tier 3
1000058588 | Application Service - Custom Middleware - Tier 3 | Application Service - Custom Middleware - Tier 3_CN | Custom | USD | - | - | 1427.93 | 1427.93 | Asia | China | Data Center | Web/App Platform Services | Middleware | Middleware - Tier 3
10131000056456 | Application Service - Custom Web Application Server - Sun One Webserver | Application Service - Custom Web Application Server - Sun One Webserver | Instance | USD | 19.872 | - | 76.27 | 76.27 | Asia | Regional | Data Center | Web/App Platform Services | Custom Web Application Server | Sun One Webserver
10131000056354 | Application Service - Custom Web Application Server - Sun One Webserver | Application Service - Custom Web Application Server - Sun One Webserver | Instance | USD | 146.25 | - | 161.7 | 161.7 | NAM | US | Data Center | Web/App Platform Services | Custom Web Application Server | Sun One Webserver
1000058592 | Application Service - Custom Web Application Server - Sun One Webserver | Application Service - Custom Web Application Server - Sun One Webserver_CN | Instance | USD | - | - | 74.04 | 74.04 | Asia | China | Data Center | Web/App Platform Services | Custom Web Application Server | Sun One Webserver
1000099025 | Application Service - Custom Web Application Server - Sun One Webserver | Application Service - Custom Web Application Server - Sun One Webserver | PVU | MXN | - | - | 1105 | 85.3282 | LATAM | Mexico | Data Center | Web/App Platform Services | Custom Web Application Server | Sun One Webserver
10131000056452 | Application Service - Custom Web Application Server - WAS ND | Application Service - Custom Web Application Server - WAS ND | PVU | USD | 2.628 | - | 3.06 | 3.06 | Asia | Regional | Data Center | Web/App Platform Services | Custom Web Application Server | WAS ND
10131000056350 | Application Service - Custom Web Application Server - WAS ND | Application Service - Custom Web Application Server - WAS ND | PVU | USD | 4.125 | - | 4.6 | 4.6 | NAM | US | Data Center | Web/App Platform Services | Custom Web Application Server | WAS ND
1000058590 | Application Service - Custom Web Application Server - WAS ND | Application Service - Custom Web Application Server - WAS ND_CN | PVU | USD | - | - | 3.04 | 3.04 | Asia | China | Data Center | Web/App Platform Services | Custom Web Application Server | WAS ND
10131000056351 | Application Service - Custom Web Application Server - Weblogic | Application Service - Custom Web Application Server - Weblogic | Instance | USD | 63.375 | - | 70.1 | 70.1 | NAM | US | Data Center | Web/App Platform Services | Custom Web Application Server | Weblogic
10131000056453 | Application Service - Custom Web Application Server - Weblogic | Application Service - Custom Web Application Server - Weblogic | Instance | USD | 297 | - | 352.39 | 352.39 | Asia | Regional | Data Center | Web/App Platform Services | Custom Web Application Server | Weblogic
1000099024 | Application Service - Custom Web Application Server - Weblogic | Application Service - Custom Web Application Server - Weblogic | PVU | MXN | - | - | 1495 | 115.444 | LATAM | Mexico | Data Center | Web/App Platform Services | Custom Web Application Server | Weblogic
10131000056352 | Application Service - Custom Web Application Server - Websphere | Application Service - Custom Web Application Server - Websphere | PVU | USD | 9.375 | - | 10.4 | 10.4 | NAM | US | Data Center | Web/App Platform Services | Custom Web Application Server | Websphere
10131000056454 | Application Service - Custom Web Application Server - Websphere | Application Service - Custom Web Application Server - Websphere | PVU | USD | 9.378 | - | 12.61 | 12.61 | Asia | Regional | Data Center | Web/App Platform Services | Custom Web Application Server | Websphere
1000058591 | Application Service - Custom Web Application Server - Websphere | Application Service - Custom Web Application Server - Websphere_CN | PVU | USD | - | - | 11.88 | 11.88 | Asia | China | Data Center | Web/App Platform Services | Custom Web Application Server | Websphere
10131000056462 | Application Service - Data ETL - Abinitio | Application Service - Data ETL - Abinitio | Instance | USD | 0 | - | 0.85 | 0.85 | Asia | Regional | Data Center | Web/App Platform Services | Data ETL | Abinitio
1000058587 | Application Service - Data ETL - Abinitio | Application Service - Data ETL - Abinitio_CN | Instance | USD | - | - | 0.85 | 0.85 | Asia | China | Data Center | Web/App Platform Services | Data ETL | Abinitio
10131000056457 | Application Service - File Transfer - Connect Direct:NDM | Application Service - File Transfer - Connect Direct:NDM Instance | Instance | USD | 63.747 | - | 133.25 | 133.25 | Asia | Regional | Data Center | Web/App Platform Services | File Transfer | Connect Direct:NDM
10131000056355 | Application Service - File Transfer - Connect Direct:NDM | Application Service - File Transfer - Connect Direct:NDM Instance | Instance | USD | 66 | - | 73 | 73 | NAM | US | Data Center | Web/App Platform Services | File Transfer | Connect Direct:NDM
10131000024897 | Application Service - File Transfer - Connect Direct:NDM | Application Service - File Transfer - Connect Direct:NDM Instance_JP | Instance | JPY | 513.3008 | - | 63840 | 651.71 | Japan | Japan | Data Center | Web/App Platform Services | File Transfer | Connect Direct:NDM
1000058585 | Application Service - File Transfer - Connect Direct:NDM | Application Service - File Transfer - Connect Direct:NDM Instance_CN | Instance | USD | - | - | 133.25 | 133.25 | Asia | China | Data Center | Web/App Platform Services | File Transfer | Connect Direct:NDM
10131000052465 | Application Service - File Transfer - Connect Direct:NDM | Application Service - File Transfer - Connect Direct:NDM Instance_JP CSJ | Instance | JPY | - | - | 63840 | 651.71 | Japan | Japan | Data Center | Web/App Platform Services | File Transfer | Connect Direct:NDM
10131000023847 | Application Service - Lotus Notes | Application Service - Lotus Notes | Actual Cost | USD | 0 | - | 0 | 0 | NAM | US | Data Center | Web/App Platform Services | Lotus Notes | Lotus Notes
10131000056343 | Application Service - Premium Run & Maintenance Support | Application Service - Premium Run & Maintenance Support | Hour | USD | 95 | - | 105 | 105 | NAM | US | Data Center | Web/App Platform Services | Support | Premium Run & Maintenance Support
10131000016058 | Application Service - Rack Space | Application Service - Rack Space | Rack Unit | GBP | 22.6503 | - | 17.1 | 26.2054 | EMEA | United Kingdom | Data Center | Application Hosting | Other | Server - Rack Space
10131000016059 | Application Service - Rack Space | Application Service - Rack Space | Rack Unit | GBP | 22.6503 | - | 17.1 | 26.2054 | EMEA | United Kingdom | Data Center | Application Hosting | Other | Server - Rack Space
10131000016060 | Application Service - Rack Space | Application Service - Rack Space | Rack Unit | USD | 22.761 | - | 26.21 | 26.21 | EMEA | United Kingdom | Data Center | Application Hosting | Other | Server - Rack Space
10131000033089 | Application Service - Rack Space | Application Service - Rack Space_JP | Rack Unit | JPY | 80.1909 | - | 9448 | 96.45 | Japan | Japan | Data Center | Application Hosting | Other | Server - Rack Space
10131000052462 | Application Service - Rack Space | Application Service - Rack Space_JP CSJ | Rack Unit | JPY | 80.1909 | - | 9448 | 96.45 | Japan | Japan | Data Center | Application Hosting | Other | Server - Rack Space
1000058546 | Application Service - Rack Space | Application Service - Rack Space_CN | Rack Unit | USD | - | - | 20 | 20 | Asia | China | Data Center | Application Hosting | Other | Server - Rack Space
10131000058558 | Application Service - Rack Space | Application Service - Rack Space | Rack Unit | USD | - | - | 20 | 20 | Asia | Country (Shared) | Data Center | Application Hosting | Other | Server - Rack Space
10131000058576 | Application Service - Rack Space | Application Service - Rack Space_KR | Rack Unit | USD | - | - | 20 | 20 | Asia | Korea | Data Center | Application Hosting | Other | Server - Rack Space
10131000058607 | Application Service - Rack Space | Application Service - Rack Space | Rack Unit | USD | - | - | 20 | 20 | Asia | Regional | Data Center | Application Hosting | Other | Server - Rack Space
10131000057187 | Application Service - Software EOL Charge (>=4th Year) | Application Service - Software EOL Charge (>=4th Year) | Instance | USD | 1000 | - | 1000 | 1000 | NAM | US | Data Center | Web/App Platform Services | EOL | Software EOL Charge (>=4th Year)
1000099020 | Application Service - Software EOL Charge (>=4th Year) | Application Service - Software EOL Charge (>=4th Year) | CPU | MXN | - | - | 13000 | 1003.861 | LATAM | Mexico | Data Center | Web/App Platform Services | EOL | Software EOL Charge (>=4th Year)
10131000035614 | Application Service - Software EOL Charge (1st Year) | Application Service - Software EOL Charge (1st Year) | Instance | GBP | 0 | - | 63.96 | 98.0173 | EMEA | United Kingdom | Data Center | Web/App Platform Services | EOL | Software EOL Charge (1st Year)
10131000035616 | Application Service - Software EOL Charge (1st Year) | Application Service - Software EOL Charge (1st Year) | Instance | GBP | 0 | - | 63.96 | 98.0173 | EMEA | United Kingdom | Data Center | Web/App Platform Services | EOL | Software EOL Charge (1st Year)
10131000035617 | Application Service - Software EOL Charge (1st Year) | Application Service - Software EOL Charge (1st Year) | Instance | USD | 0 | - | 100 | 100 | EMEA | United Kingdom | Data Center | Web/App Platform Services | EOL | Software EOL Charge (1st Year)
10131000016022 | Application Service - Software EOL Charge (1st Year) | Application Service - Software EOL Charge (1st Year)_CA | Instance | CAD | 99.2556 | - | 100 | 100 | NAM | Canada | Data Center | Web/App Platform Services | EOL | Software EOL Charge (1st Year)
10131000054447 | Application Service - Software EOL Charge (1st Year) | Application Service - Software EOL Charge (1st Year) | Instance | GBP | 99.5473 | - | 63.96 | 98.0173 | EMEA | United Kingdom | Data Center | Web/App Platform Services | EOL | Software EOL Charge (1st Year)
10131000054449 | Application Service - Software EOL Charge (1st Year) | Application Service - Software EOL Charge (1st Year) | Instance | GBP | 99.5473 | - | 63.96 | 98.0173 | EMEA | United Kingdom | Data Center | Web/App Platform Services | EOL | Software EOL Charge (1st Year)
10131000016021 | Application Service - Software EOL Charge (1st Year) | Application Service - Software EOL Charge (1st Year)_CA | Instance | USD | 100 | - | 100 | 100 | NAM | Canada | Data Center | Web/App Platform Services | EOL | Software EOL Charge (1st Year)
10131000051863 | Application Service - Software EOL Charge (1st Year) | Application Service - Software EOL Charge (1st Year) | Instance | USD | 100 | - | 100 | 100 | Asia | Country (Shared) | Data Center | Web/App Platform Services | EOL | Software EOL Charge (1st Year)
10131000018438 | Application Service - Software EOL Charge (1st Year) | Application Service - Software EOL Charge (1st Year) | Instance | USD | 100 | - | 100 | 100 | Asia | Regional | Data Center | Web/App Platform Services | EOL | Software EOL Charge (1st Year)
10131000054435 | Application Service - Software EOL Charge (1st Year) | Application Service - Software EOL Charge (1st Year) | Instance | USD | 100 | - | 100 | 100 | EMEA | United Kingdom | Data Center | Web/App Platform Services | EOL | Software EOL Charge (1st Year)
10131000016019 | Application Service - Software EOL Charge (1st Year) | Application Service - Software EOL Charge (1st Year) | Instance | USD | 100 | - | 100 | 100 | NAM | US | Data Center | Web/App Platform Services | EOL | Software EOL Charge (1st Year)
1000099017 | Application Service - Software EOL Charge (1st Year) | Application Service - Software EOL Charge (1st Year) | CPU | MXN | - | - | 1300 | 100.3861 | LATAM | Mexico | Data Center | Web/App Platform Services | EOL | Software EOL Charge (1st Year)
10131000051864 | Application Service - Software EOL Charge (2nd Year) | Application Service - Software EOL Charge (2nd Year) | Instance | USD | 375 | - | 375 | 375 | Asia | Country (Shared) | Data Center | Web/App Platform Services | EOL | Software EOL Charge (2nd Year)
10131000018440 | Application Service - Software EOL Charge (2nd Year) | Application Service - Software EOL Charge (2nd Year) | Instance | USD | 375 | - | 375 | 375 | Asia | Regional | Data Center | Web/App Platform Services | EOL | Software EOL Charge (2nd Year)
10131000054445 | Application Service - Software EOL Charge (2nd Year) | Application Service - Software EOL Charge (2nd Year) | Instance | USD | 375 | - | 375 | 375 | EMEA | United Kingdom | Data Center | Web/App Platform Services | EOL | Software EOL Charge (2nd Year)
10131000016024 | Application Service - Software EOL Charge (2nd Year) | Application Service - Software EOL Charge (2nd Year) | Instance | USD | 375 | - | 375 | 375 | NAM | US | Data Center | Web/App Platform Services | EOL | Software EOL Charge (2nd Year)
10131000054442 | Application Service - Software EOL Charge (2nd Year) | Application Service - Software EOL Charge (2nd Year) | Instance | GBP | 583.65 | - | 239.85 | 367.5649 | EMEA | United Kingdom | Data Center | Web/App Platform Services | EOL | Software EOL Charge (2nd Year)
10131000054446 | Application Service - Software EOL Charge (2nd Year) | Application Service - Software EOL Charge (2nd Year) | Instance | GBP | 583.65 | - | 239.85 | 367.5649 | EMEA | United Kingdom | Data Center | Web/App Platform Services | EOL | Software EOL Charge (2nd Year)
1000099018 | Application Service - Software EOL Charge (2nd Year) | Application Service - Software EOL Charge (2nd Year) | CPU | MXN | - | - | 4875 | 376.4479 | LATAM | Mexico | Data Center | Web/App Platform Services | EOL | Software EOL Charge (2nd Year)
10131000054495 | Application Service - Software EOL Charge (3rd Year) | Application Service - Software EOL Charge (3rd Year) | Instance | USD | 500 | - | 500 | 500 | Asia | Country (Shared) | Data Center | Web/App Platform Services | EOL | Software EOL Charge (3rd Year)
10131000018443 | Application Service - Software EOL Charge (3rd Year) | Application Service - Software EOL Charge (3rd Year) | Instance | USD | 500 | - | 500 | 500 | Asia | Regional | Data Center | Web/App Platform Services | EOL | Software EOL Charge (3rd Year)
10131000054443 | Application Service - Software EOL Charge (3rd Year) | Application Service - Software EOL Charge (3rd Year) | Instance | USD | 500 | - | 500 | 500 | EMEA | United Kingdom | Data Center | Web/App Platform Services | EOL | Software EOL Charge (3rd Year)
10131000052439 | Application Service - Software EOL Charge (3rd Year) | Application Service - Software EOL Charge (3rd Year) | Instance | USD | 500 | - | 500 | 500 | NAM | US | Data Center | Web/App Platform Services | EOL | Software EOL Charge (3rd Year)
10131000054436 | Application Service - Software EOL Charge (3rd Year) | Application Service - Software EOL Charge (3rd Year) | Instance | GBP | 778.2 | - | 319.8 | 490.0865 | EMEA | United Kingdom | Data Center | Web/App Platform Services | EOL | Software EOL Charge (3rd Year)
10131000054452 | Application Service - Software EOL Charge (3rd Year) | Application Service - Software EOL Charge (3rd Year) | Instance | GBP | 778.2 | - | 319.8 | 490.0865 | EMEA | United Kingdom | Data Center | Web/App Platform Services | EOL | Software EOL Charge (3rd Year)
1000099019 | Application Service - Software EOL Charge (3rd Year) | Application Service - Software EOL Charge (3rd Year) | CPU | MXN | - | - | 6500 | 501.9305 | LATAM | Mexico | Data Center | Web/App Platform Services | EOL | Software EOL Charge (3rd Year)
10131000056451 | Application Service - Standard Messaging - MQ | Application Service - Standard Messaging - MQ | PVU | USD | 1.83 | - | 2.2 | 2.2 | Asia | Regional | Data Center | Web/App Platform Services | Standard Messaging | MQ
10131000056349 | Application Service - Standard Messaging - MQ | Application Service - Standard Messaging - MQ | PVU | USD | 2.55 | - | 2.8 | 2.8 | NAM | US | Data Center | Web/App Platform Services | Standard Messaging | MQ
1000058589 | Application Service - Standard Messaging - MQ | Application Service - Standard Messaging - MQ_CN | PVU | USD | - | - | 2.07 | 2.07 | Asia | China | Data Center | Web/App Platform Services | Standard Messaging | MQ
10131000058618 | Application Service - Standard Messaging - TIBCO | Application Service - Standard Messaging - TIBCO | CPU | GBP | - | - | 1e-08 | 1.5325e-08 | EMEA | United Kingdom | Data Center | Web/App Platform Services | Standard Messaging | TIBCO
10131000056347 | Application Service - Standard Web Application Server | Application Service - Standard Web Application Server | Instance | USD | 266.25 | - | 294.4 | 294.4 | NAM | US | Data Center | Web/App Platform Services | Standard Web Application Server | Standard Web Application Server
10131000058285 | Application Service - Standard Web Application Server | Application Service - Standard Web Application Server_JP | Instance | JPY | - | - | 84691 | 864.56 | Japan | Japan | Data Center | Web/App Platform Services | Standard Web Application Server | Standard Web Application Server
10131000058284 | Application Service - Standard Web Application Server | Application Service - Standard Web Application Server_JP CSJ | Instance | JPY | - | - | 84691 | 864.56 | Japan | Japan | Data Center | Web/App Platform Services | Standard Web Application Server | Standard Web Application Server
1000099022 | Application Service - Standard Web Application Server | Application Service - Standard Web Application Server | Instance | MXN | - | - | 273 | 21.0811 | LATAM | Mexico | Data Center | Web/App Platform Services | Standard Web Application Server | Standard Web Application Server
10131000056348 | Application Service - Standard Web Application Server - Weblogic | Application Service - Standard Web Application Server - Weblogic | Instance | USD | 384.375 | - | 425 | 425 | NAM | US | Data Center | Web/App Platform Services | Standard Web Application Server | Standard Web Application Server
1000099023 | Application Service - Standard Web Application Server - Weblogic | Application Service - Standard Web Application Server - Weblogic | Instance | MXN | - | - | 312 | 24.0927 | LATAM | Mexico | Data Center | Web/App Platform Services | Standard Web Application Server | Standard Web Application Server
10131000056346 | Application Service - Standard Web Server | Application Service - Standard Web Server | Instance | USD | 101.25 | - | 109.5 | 109.5 | NAM | US | Data Center | Web/App Platform Services | Standard Web Server | Standard Web Server
10131000038516 | Application Service - Standard Web Server | Application Service - Standard Web Server_JP | Instance | JPY | 126.8086 | - | 60300 | 615.57 | Japan | Japan | Data Center | Web/App Platform Services | Standard Web Server | Standard Web Server
10131000052464 | Application Service - Standard Web Server | Application Service - Standard Web Server_JP CSJ | Instance | JPY | - | - | 60300 | 615.57 | Japan | Japan | Data Center | Web/App Platform Services | Standard Web Server | Standard Web Server
1000099021 | Application Service - Standard Web Server | Application Service - Standard Web Server | Instance | MXN | - | - | 247 | 19.0734 | LATAM | Mexico | Data Center | Web/App Platform Services | Standard Web Server | Standard Web Server
10131000038214 | Application Service - Vulnerability Threat Assessment | Application Service - Vulnerability Threat Assessment | Actual Cost | USD | 93 | - | 0 | 0 | NAM | US | Data Center | Web/App Platform Services | Vulnerability Threat Assessment | Vulnerability Threat Assessment
1000099103 | ATM RED CONEXION LAN | ATM RED CONEXION LAN | ATMs | MXN | - | - | 1190.5 | 91.9305 | LATAM | Mexico | Network | Other Network | Local Product | ATM RED CONEXION LAN
1000099106 | ATM RED CONEXION LAN Filial | ATM RED CONEXION LAN Filial | ATMs | MXN | - | - | 1309.55 | 101.1236 | LATAM | Mexico | Network | Other Network | Local Product | ATM RED CONEXION LAN
10131000008001 | Audio Conferencing | Audio Conferencing | Actual Cost | USD | - | - | 0 | 0 | NAM | US | Voice & Conferencing | Conferencing | Audio Conferencing | Audio Conferencing
1000099134 | AUDIOCONFERENCIA AVANTEL | C. D. AUDIOCONFERENCIA AVANTEL | Actual Cost | MXN | - | - | 0 | 0 | LATAM | Mexico | Voice & Conferencing | Voice | Other | AUDIOCONFERENCIA AVANTEL
1000099171 | AUDIOCONFERENCIA AVANTEL Filial | C. D. AUDIOCONFERENCIA AVANTEL Filial | Actual Cost | MXN | - | - | 0 | 0 | LATAM | Mexico | Voice & Conferencing | Voice | Other | AUDIOCONFERENCIA AVANTEL
1000099110 | AudioConferencing | AUDIOCONFERENCIA | Minute | MXN | - | - | 2.09 | 0.16139 | LATAM | Mexico | Voice & Conferencing | Conferencing | Audio Conferencing | Audio Conferencing
1000099147 | AudioConferencing | AUDIOCONFERENCIA Filial | Minute | MXN | - | - | 2.28 | 0.17606 | LATAM | Mexico | Voice & Conferencing | Conferencing | Audio Conferencing | Audio Conferencing
10131000058296 | B2B Aggregate Network Provider Connectivity | B2B Aggregate Network Provider Connectivity_JP | Connection | JPY | - | - | 39117 | 399.32 | Japan | Japan | Network | B2B Remote Services | Aggregate Network Provider Connectivity | Aggregate Network Provider Connectivity
10131000058297 | B2B Aggregate Network Provider Connectivity | B2B Aggregate Network Provider Connectivity_JP CSJ | Connection | JPY | - | - | 39117 | 399.32 | Japan | Japan | Network | B2B Remote Services | Aggregate Network Provider Connectivity | Aggregate Network Provider Connectivity
10131000052442 | B2B Aggregate Network Provider Connectivity | B2B Aggregate Network Provider Connectivity | Actual Cost | USD | - | - | 0 | 0 | NAM | US | Network | B2B Remote Services | Aggregate Network Provider Connectivity | Aggregate Network Provider Connectivity
10131000008617 | B2B Connection | B2B Connection | Connection | CAD | 744.4169 | - | 825 | 825 | NAM | Canada | Network | B2B Remote Services | B2B Connections | B2B Connections
10131000008616 | B2B Connection | B2B Connection | Connection | USD | 750 | - | 825 | 825 | NAM | Canada | Network | B2B Remote Services | B2B Connections | B2B Connections
10131000008614 | B2B Connection | B2B Connection | Connection | USD | 750 | - | 825 | 825 | NAM | US | Network | B2B Remote Services | B2B Connections | B2B Connections
10131000058298 | B2B Connection | B2B Connection_JP | Connection | JPY | - | - | 124200 | 1267.89 | Japan | Japan | Network | B2B Remote Services | B2B Connections | B2B Connections
10131000058299 | B2B Connection | B2B Connection_JP CSJ | Connection | JPY | - | - | 124200 | 1267.89 | Japan | Japan | Network | B2B Remote Services | B2B Connections | B2B Connections
10131000008620 | B2B Private Line Circuit | B2B Private Line Circuit | Actual Cost | USD | 0 | - | 0 | 0 | NAM | US | Network | B2B Remote Services | B2B Private Line Circuits | B2B Private Line Circuits
10131000057189 | B2B Remote Devices High Tier | B2B Remote Devices High Tier | Device | USD | 1800 | - | 1980 | 1980 | NAM | US | Network | B2B Remote Services | B2B Remote Devices | B2B Remote Devices High Tier
10131000058300 | B2B Remote Devices High Tier | B2B Remote Devices High Tier_JP | Device | JPY | - | - | 68921 | 703.58 | Japan | Japan | Network | B2B Remote Services | B2B Remote Devices | B2B Remote Devices High Tier
10131000058301 | B2B Remote Devices High Tier | B2B Remote Devices High Tier_JP CSJ | Device | JPY | - | - | 68921 | 703.58 | Japan | Japan | Network | B2B Remote Services | B2B Remote Devices | B2B Remote Devices High Tier
10131000008626 | B2B Remote Devices Low Tier | B2B Remote Devices Low Tier_CA | Device | CAD | 276.9231 | - | 307 | 307 | NAM | Canada | Network | B2B Remote Services | B2B Remote Devices | B2B Remote Devices Low Tier
10131000008625 | B2B Remote Devices Low Tier | B2B Remote Devices Low Tier_CA | Device | USD | 279 | - | 307 | 307 | NAM | Canada | Network | B2B Remote Services | B2B Remote Devices | B2B Remote Devices Low Tier
10131000008623 | B2B Remote Devices Low Tier | B2B Remote Devices Low Tier | Device | USD | 279 | - | 307 | 307 | NAM | US | Network | B2B Remote Services | B2B Remote Devices | B2B Remote Devices Low Tier
10131000058302 | B2B Remote Devices Low Tier | B2B Remote Devices Low Tier_JP | Device | JPY | - | - | 24954 | 254.74 | Japan | Japan | Network | B2B Remote Services | B2B Remote Devices | B2B Remote Devices Low Tier
10131000058303 | B2B Remote Devices Low Tier | B2B Remote Devices Low Tier_JP CSJ | Device | JPY | - | - | 24954 | 254.74 | Japan | Japan | Network | B2B Remote Services | B2B Remote Devices | B2B Remote Devices Low Tier
10131000051810 | Basic Office Telephony | Basic Office Telephony_MY | Assigned Phoneset | USD | 6.9678 | - | 7.09 | 7.09 | Asia | Malaysia | Voice & Conferencing | Voice | Handset Packages | Basic Office Telephony
10131000051807 | Basic Office Telephony | Basic Office Telephony_HK | Assigned Phoneset | USD | 7.3108 | - | 14.11 | 14.11 | Asia | Hong Kong | Voice & Conferencing | Voice | Handset Packages | Basic Office Telephony
10131000051811 | Basic Office Telephony | Basic Office Telephony_PH | Assigned Phoneset | USD | 7.5852 | - | 7.18 | 7.18 | Asia | Philippines | Voice & Conferencing | Voice | Handset Packages | Basic Office Telephony
10131000051806 | Basic Office Telephony | Basic Office Telephony_CN | Assigned Phoneset | USD | 8.6338 | - | 14.12 | 14.12 | Asia | China | Voice & Conferencing | Voice | Handset Packages | Basic Office Telephony
10131000051808 | Basic Office Telephony | Basic Office Telephony_ID | Assigned Phoneset | USD | 8.8004 | - | 20.31 | 20.31 | Asia | Indonesia | Voice & Conferencing | Voice | Handset Packages | Basic Office Telephony
10131000051812 | Basic Office Telephony | Basic Office Telephony_SG | Assigned Phoneset | USD | 12.691 | - | 18.78 | 18.78 | Asia | Singapore | Voice & Conferencing | Voice | Handset Packages | Basic Office Telephony
10131000052003 | Basic Office Telephony | Basic Office Telephony_KR | Assigned Phoneset | USD | 15.6604 | - | 14.27 | 14.27 | Asia | Korea | Voice & Conferencing | Voice | Handset Packages | Basic Office Telephony
10131000051813 | Basic Office Telephony | Basic Office Telephony_TH | Assigned Phoneset | USD | 15.876 | - | 12.18 | 12.18 | Asia | Thailand | Voice & Conferencing | Voice | Handset Packages | Basic Office Telephony
10131000051814 | Basic Office Telephony | Basic Office Telephony_TW | Assigned Phoneset | USD | 16.9148 | - | 17.87 | 17.87 | Asia | Taiwan | Voice & Conferencing | Voice | Handset Packages | Basic Office Telephony
10131000051809 | Basic Office Telephony | Basic Office Telephony_IN | Assigned Phoneset | USD | 17.8556 | - | 23.14 | 23.14 | Asia | India | Voice & Conferencing | Voice | Handset Packages | Basic Office Telephony
10131000056412 | Basic Office Telephony | Basic Office Telephony_US | Assigned Phoneset | USD | 29.89 | - | 29.76 | 29.76 | NAM | US | Voice & Conferencing | Voice | Handset Packages | Basic Office Telephony
10131000057863 | Basic Office Telephony | Basic Office Telephony_CA | Assigned Phoneset | CAD | 39.5931 | - | 29.76 | 29.76 | NAM | Canada | Voice & Conferencing | Voice | Handset Packages | Basic Office Telephony
10131000039842 | Basic Office Telephony | Basic Office Telephony_JP | Assigned Phoneset | JPY | 47.8545 | - | 5477 | 55.91 | Japan | Japan | Voice & Conferencing | Voice | Handset Packages | Basic Office Telephony
10131000051763 | Basic Office Telephony | Basic Office Telephony_JP CSJ | Assigned Phoneset | JPY | 48.8311 | - | 5477 | 55.91 | Japan | Japan | Voice & Conferencing | Voice | Handset Packages | Basic Office Telephony
10131000057336 | Basic Office Telephony | Basic Office Telephony_VN | Assigned Phoneset | USD | 52.16 | - | 6.26 | 6.26 | Asia | Vietnam | Voice & Conferencing | Voice | Handset Packages | Basic Office Telephony
10131000051805 | Basic Office Telephony | Basic Office Telephony_AU | Assigned Phoneset | USD | 68.6294 | - | 39.24 | 39.24 | Asia | Australia | Voice & Conferencing | Voice | Handset Packages | Basic Office Telephony
1000099145 | Basic Office Telephony | Basic Office Telephony | Extension | MXN | - | - | 590.8207 | 45.6232 | LATAM | Mexico | Voice & Conferencing | Voice | Handset Packages | Basic Office Telephony
1000099182 | Basic Office Telephony | Basic Office Telephony Filial | Extension | MXN | - | - | 620.3618 | 47.9044 | LATAM | Mexico | Voice & Conferencing | Voice | Handset Packages | Basic Office Telephony
10131000051793 | Basic Office Telephony Infrastructure_Regional | Basic Office Telephony Infrastructure_Regional | Assigned Phoneset | USD | 4.49 | - | 6.22 | 6.22 | Asia | Regional | Voice & Conferencing | Voice | Handset Packages | Basic Office Telephony
10131000051794 | Basic Office Telephony Support_Regional | Basic Office Telephony Support_Regional | Assigned Phoneset | USD | 0.33 | - | 1.91 | 1.91 | Asia | Regional | Voice & Conferencing | Voice | Handset Packages | Basic Office Telephony
10131000057432 | Big Data | Big Data_US | Server | USD | 787.38 | - | 780 | 780 | NAM | US | Data Center | Analytics Platform Services | Big Data | Big Data
10131000057433 | Big Data | Big Data_US | Server | USD | 790.52 | - | 780 | 780 | NAM | US | Data Center | Analytics Platform Services | Big Data | Big Data
10131000057434 | Big Data | Big Data_US | Server | USD | 937.22 | - | 780 | 780 | NAM | US | Data Center | Analytics Platform Services | Big Data | Big Data
10131000058620 | Big Data | Big Data_UK | Server | GBP | - | - | 1e-08 | 1.5325e-08 | EMEA | United Kingdom | Data Center | Analytics Platform Services | Big Data | Big Data
10131000029558 | Blackberry | Blackberry_Regional | Device | USD | 5.15 | - | 14.77 | 14.77 | Asia | Regional | Messaging & Mobile | Mobile | Blackberry | Blackberry
10131000009377 | Blackberry | Blackberry_UK | Device | GBP | 6.6147 | - | 7.36 | 11.279 | EMEA | United Kingdom | Messaging & Mobile | Mobile | Blackberry | Blackberry
10131000009378 | Blackberry | Blackberry_UK | Device | GBP | 6.6147 | - | 7.36 | 11.279 | EMEA | United Kingdom | Messaging & Mobile | Mobile | Blackberry | Blackberry
10131000039193 | Blackberry | Blackberry_UK | Device | USD | 6.65 | - | 11.28 | 11.28 | EMEA | United Kingdom | Messaging & Mobile | Mobile | Blackberry | Blackberry
10131000009392 | Blackberry | Blackberry_US | Device | USD | 6.7 | - | 7.7 | 7.7 | NAM | US | Messaging & Mobile | Mobile | Blackberry | Blackberry
10131000025057 | Blackberry | Blackberry_JP | Device | JPY | 26.7681 | - | 2006 | 20.48 | Japan | Japan | Messaging & Mobile | Mobile | Blackberry | Blackberry
10131000052490 | Blackberry | Blackberry_JP CSJ | Device | JPY | 26.7681 | - | 2006 | 20.48 | Japan | Japan | Messaging & Mobile | Mobile | Blackberry | Blackberry
1000099079 | Blackberry | Blackberry | Device | MXN | - | - | 157.14 | 12.1344 | LATAM | Mexico | Messaging & Mobile | Mobile | Blackberry | Blackberry
1000099087 | Blackberry | Blackberry_Filial | Device | MXN | - | - | 193.67 | 14.9552 | LATAM | Mexico | Messaging & Mobile | Mobile | Blackberry | Blackberry
10131000009383 | Blackberry Device | Blackberry Device_UK | Device | GBP | 12.4356 | - | 9 | 13.7923 | EMEA | United Kingdom | Messaging & Mobile | Mobile | Blackberry | Blackberry Device
10131000009384 | Blackberry Device | Blackberry Device_UK | Device | GBP | 12.4356 | - | 9 | 13.7923 | EMEA | United Kingdom | Messaging & Mobile | Mobile | Blackberry | Blackberry Device
10131000009372 | Blackberry Device | Blackberry Device_JP | Device | JPY | 265.9426 | - | 30648 | 312.87 | Japan | Japan | Messaging & Mobile | Mobile | Blackberry | Blackberry Device
10131000052493 | Blackberry Device | Blackberry Device_JP CSJ | Device | JPY | 265.9426 | - | 30648 | 312.87 | Japan | Japan | Messaging & Mobile | Mobile | Blackberry | Blackberry Device
10131000009329 | Blackberry Rate Plan | Blackberry Rate Plan_EG | Actual Cost | EGP | 0 | - | 1e-08 | 1.2513e-09 | EMEA | Egypt | Messaging & Mobile | Mobile | Blackberry | Blackberry Rate Plan
10131000051988 | Blackberry Rate Plan | Blackberry Rate Plan_HU | Actual Cost | HUF | 0 | - | 1e-08 | 4.3821e-11 | EMEA | Hungary | Messaging & Mobile | Mobile | Blackberry | Blackberry Rate Plan
10131000009341 | Blackberry Rate Plan | Blackberry Rate Plan_PL | Actual Cost | PLN | 0 | - | 1e-08 | 3.0847e-09 | EMEA | Poland | Messaging & Mobile | Mobile | Blackberry | Blackberry Rate Plan
10131000009403 | Blackberry Rate Plan | Blackberry Rate Plan_UK | Actual Cost | GBP | 0 | - | 1e-08 | 1.5325e-08 | EMEA | United Kingdom | Messaging & Mobile | Mobile | Blackberry | Blackberry Rate Plan
10131000009404 | Blackberry Rate Plan | Blackberry Rate Plan_UK | Actual Cost | GBP | 0 | - | 1e-08 | 1.5325e-08 | EMEA | United Kingdom | Messaging & Mobile | Mobile | Blackberry | Blackberry Rate Plan
10131000039192 | Blackberry Rate Plan | Blackberry Rate Plan_UK | Actual Cost | USD | 0 | - | 1e-08 | 1e-08 | EMEA | United Kingdom | Messaging & Mobile | Mobile | Blackberry | Blackberry Rate Plan
10131000056525 | Blackberry Rate Plan | Blackberry Rate Plan_JP | Device | JPY | 35.4829 | - | 3561 | 36.35 | Japan | Japan | Messaging & Mobile | Mobile | Blackberry | Blackberry Rate Plan
10131000056549 | Blackberry Rate Plan | Blackberry Rate Plan_JP CSJ | Device | JPY | 35.4829 | - | 3561 | 36.35 | Japan | Japan | Messaging & Mobile | Mobile | Blackberry | Blackberry Rate Plan
10131000009369 | Blackberry Rate Plan | Blackberry Rate Plan_AE | Actual Cost | AED | 80.3158 | - | 1e-08 | 2.7226e-09 | EMEA | United Arab Emirates (UAE) | Messaging & Mobile | Mobile | Blackberry | Blackberry Rate Plan
10131000058314 | Blackberry Rate Plan | Blackberry Rate Plan_NL | Actual Cost | EUR | - | - | 1e-08 | 1.328e-08 | EMEA | Netherlands | Messaging & Mobile | Mobile | Blackberry | Blackberry Rate Plan
10131000058308 | Blackberry Rate Plan | Blackberry Rate Plan_PL | Actual Cost | PLN | - | - | 1e-08 | 3.0847e-09 | EMEA | Poland | Messaging & Mobile | Mobile | Blackberry | Blackberry Rate Plan
10131000009583 | Branch Bandwidth | Branch Bandwidth_RU | Actual Cost | RUB | 0 | - | 1e-08 | 2.9146e-10 | EMEA | Russia | Network | Other Network | Branch Bandwidth | Branch Bandwidth
10131000058614 | BYOD Applications | BYOD Applications_UK | Application | GBP | - | - | 1e-08 | 1.5325e-08 | EMEA | United Kingdom | Messaging & Mobile | Mobile | BYOD | BYOD Applications
10131000052441 | BYOD Email | BYOD Email_US | Device | USD | 8.29 | - | 8.29 | 8.29 | NAM | US | Messaging & Mobile | Mobile | BYOD | BYOD Email
10131000051995 | BYOD Email | BYOD Email_UK | User | GBP | 9.0582 | - | 2.06 | 3.1569 | EMEA | United Kingdom | Messaging & Mobile | Mobile | BYOD | BYOD Email
10131000051997 | BYOD Email | BYOD Email_UK | User | GBP | 9.0582 | - | 2.06 | 3.1569 | EMEA | United Kingdom | Messaging & Mobile | Mobile | BYOD | BYOD Email
10131000051877 | BYOD Email | BYOD Email_Regional | Device | USD | 15.91 | - | 16.62 | 16.62 | Asia | Regional | Messaging & Mobile | Mobile | BYOD | BYOD Email
10131000052488 | BYOD Email | BYOD Email_JP | Device | JPY | 24.1496 | - | 957 | 9.77 | Japan | Japan | Messaging & Mobile | Mobile | BYOD | BYOD Email
10131000052489 | BYOD Email | BYOD Email_JP CSJ | Device | JPY | 24.1496 | - | 957 | 9.77 | Japan | Japan | Messaging & Mobile | Mobile | BYOD | BYOD Email
1000099080 | BYOD Email | BYOD Email | User | MXN | - | - | 172.16 | 13.2942 | LATAM | Mexico | Messaging & Mobile | Mobile | BYOD | BYOD Email
1000099088 | BYOD Email | BYOD Email_Filial | User | MXN | - | - | 212.19 | 16.3853 | LATAM | Mexico | Messaging & Mobile | Mobile | BYOD | BYOD Email
10131000009957 | Cabling MAC | Cabling MAC_UK | Actual Cost | GBP | 0 | - | 1e-08 | 1.5325e-08 | EMEA | United Kingdom | Desktop | Other Desktop | Desktop Infrastructure | Desktop Infrastructure
10131000009958 | Cabling MAC | Cabling MAC_UK | Actual Cost | GBP | 0 | - | 1e-08 | 1.5325e-08 | EMEA | United Kingdom | Desktop | Other Desktop | Desktop Infrastructure | Desktop Infrastructure
10131000039207 | Cabling MAC | Cabling MAC_UK | Actual Cost | USD | 0 | - | 1e-08 | 1e-08 | EMEA | United Kingdom | Desktop | Other Desktop | Desktop Infrastructure | Desktop Infrastructure
10131000056382 | CAP | CAP_US | User | USD | 20 | - | 42.2 | 42.2 | NAM | US | Desktop | Virtual | CAP | CAP
10131000057093 | CAP | CAP_AU | User | USD | 20.84 | - | 17.8 | 17.8 | Asia | Australia | Desktop | Virtual | CAP | CAP
10131000056538 | CAP | CAP_Regional | User | USD | 21.4 | - | 28.5 | 28.5 | Asia | Regional | Desktop | Virtual | CAP | CAP
10131000056855 | CAP | CAP_UK | User | GBP | 26.0386 | - | 42.04 | 64.4254 | EMEA | United Kingdom | Desktop | Virtual | CAP | CAP
10131000056856 | CAP | CAP_UK | User | GBP | 26.0386 | - | 42.04 | 64.4254 | EMEA | United Kingdom | Desktop | Virtual | CAP | CAP
10131000056863 | CAP | CAP_UK | User | USD | 26.16 | - | 64.42 | 64.42 | EMEA | United Kingdom | Desktop | Virtual | CAP | CAP
10131000056521 | CAP | CAP_JP | User | JPY | 36.5876 | - | 4269 | 43.58 | Japan | Japan | Desktop | Virtual | CAP | CAP
10131000056548 | CAP | CAP_JP CSJ | User | JPY | 36.5876 | - | 4269 | 43.58 | Japan | Japan | Desktop | Virtual | CAP | CAP
1000099058 | CAP | CAP_MX | User | MXN | - | - | 315.81 | 24.3869 | LATAM | Mexico | Desktop | Virtual | CAP | CAP
1000099077 | CAP | CAP_FILIAL | User | MXN | - | - | 389.23 | 30.0564 | LATAM | Mexico | Desktop | Virtual | CAP | CAP
10131000056487 | CAP Connectivity | CAP Connectivity_AU | User | USD | - | - | 71.37 | 71.37 | Asia | Regional | Desktop | Virtual | CAP | CAP
10131000056489 | CAP Connectivity | CAP Connectivity_CN | User | USD | - | - | 43.26 | 43.26 | Asia | Regional | Desktop | Virtual | CAP | CAP
10131000056491 | CAP Connectivity | CAP Connectivity_HK | User | USD | - | - | 29.31 | 29.31 | Asia | Regional | Desktop | Virtual | CAP | CAP
10131000056494 | CAP Connectivity | CAP Connectivity_ID | User | USD | - | - | 59.76 | 59.76 | Asia | Regional | Desktop | Virtual | CAP | CAP
10131000056496 | CAP Connectivity | CAP Connectivity_IN | User | USD | - | - | 34.45 | 34.45 | Asia | Regional | Desktop | Virtual | CAP | CAP
10131000056497 | CAP Connectivity | CAP Connectivity_MY | User | USD | - | - | 45.61 | 45.61 | Asia | Regional | Desktop | Virtual | CAP | CAP
10131000056498 | CAP Connectivity | CAP Connectivity_PH | User | USD | - | - | 42.45 | 42.45 | Asia | Regional | Desktop | Virtual | CAP | CAP
10131000056499 | CAP Connectivity | CAP Connectivity_SG | User | USD | - | - | 24.86 | 24.86 | Asia | Regional | Desktop | Virtual | CAP | CAP
10131000056500 | CAP Connectivity | CAP Connectivity_TH | User | USD | - | - | 58.15 | 58.15 | Asia | Regional | Desktop | Virtual | CAP | CAP
10131000056502 | CAP Connectivity | CAP Connectivity_TW | User | USD | - | - | 46.96 | 46.96 | Asia | Regional | Desktop | Virtual | CAP | CAP
10131000056503 | CAP Connectivity | CAP Connectivity_KR | User | USD | - | - | 53.32 | 53.32 | Asia | Regional | Desktop | Virtual | CAP | CAP
10131000056506 | CAP Connectivity | CAP Connectivity_VN | User | USD | - | - | 102.73 | 102.73 | Asia | Regional | Desktop | Virtual | CAP | CAP
10131000033053 | CEEMEA Migration | CEEMEA Migration_UK | Actual Cost | GBP | 0 | - | 1e-08 | 1.5325e-08 | EMEA | United Kingdom | Other | Project Management | Project Management | CEEMEA Migration
10131000033054 | CEEMEA Migration | CEEMEA Migration_UK | Actual Cost | USD | 0 | - | 1e-08 | 1e-08 | EMEA | United Kingdom | Other | Project Management | Project Management | CEEMEA Migration
10131000033055 | CEEMEA Migration | CEEMEA Migration_UK | Actual Cost | GBP | 0 | - | 1e-08 | 1.5325e-08 | EMEA | United Kingdom | Other | Project Management | Project Management | CEEMEA Migration
10131000033057 | CEEMEA Migration | CEEMEA Migration_UK | Actual Cost | GBP | 0 | - | 1e-08 | 1.5325e-08 | EMEA | United Kingdom | Other | Project Management | Project Management | CEEMEA Migration
10131000026006 | Citi Instant Messaging | Citi Instant Messaging | User / Account | USD | 2.2848 | - | 4.5 | 4.5 | NAM | US | Messaging & Mobile | Collaboration | Instant Messaging | Citi Instant Messaging
1000099085 | Citi Instant Messaging | Citi Instant Messaging | User | MXN | - | - | 44.35 | 3.4247 | LATAM | Mexico | Messaging & Mobile | Collaboration | Instant Messaging | Citi Instant Messaging
1000099093 | Citi Instant Messaging | Citi Instant Messaging _Filial | User | MXN | - | - | 54.66 | 4.2208 | LATAM | Mexico | Messaging & Mobile | Collaboration | Instant Messaging | Citi Instant Messaging
10131000057186 | Cloud - Development Environment (VM) | Cloud - Development Environment | CPU | USD | 2.27 | - | 3.07 | 3.07 | NAM | US | Data Center | Internal Cloud | Development Environment | Development Environment
10131000056643 | Cloud - Development Environment | Cloud - Development Environment | CPU | USD | - | 5.88 | 5.08 | 5.08 | Asia | Regional | Data Center | Internal Cloud | Development Environment | Development Environment
10131000057593 | Cloud - Support Request | Cloud - Support Request | Hour | USD | 25 | - | 25 | 25 | NAM | US | Data Center | Internal Cloud | Support Request | Support Request
10131000056365 | Compute Grid | Compute Grid_US | Actual Cost | USD | 0 | - | 0 | 0 | NAM | US | Data Center | Analytics Platform Services | Compute Grid | Compute Grid
10131000019999 | Compute Grid | Compute Grid_UK | Actual Cost | GBP | 371.5749 | - | 280.52 | 429.8908 | EMEA | United Kingdom | Data Center | Analytics Platform Services | Compute Grid | Compute Grid
10131000020000 | Compute Grid | Compute Grid_UK | Actual Cost | GBP | 371.5749 | - | 280.52 | 429.8908 | EMEA | United Kingdom | Data Center | Analytics Platform Services | Compute Grid | Compute Grid
10131000020001 | Compute Grid | Compute Grid_UK | Actual Cost | USD | 373.27 | - | 429.89 | 429.89 | EMEA | United Kingdom | Data Center | Analytics Platform Services | Compute Grid | Compute Grid
10131000020003 | Compute Grid | Compute Grid_UK | Actual Cost | GBP | 548.9423 | - | 1e-08 | 1.5325e-08 | EMEA | United Kingdom | Data Center | Analytics Platform Services | Compute Grid | Compute Grid
10131000020004 | Compute Grid | Compute Grid_UK | Actual Cost | GBP | 548.9423 | - | 1e-08 | 1.5325e-08 | EMEA | United Kingdom | Data Center | Analytics Platform Services | Compute Grid | Compute Grid
10131000020005 | Compute Grid | Compute Grid_UK | Actual Cost | USD | 551.45 | - | 1e-08 | 1e-08 | EMEA | United Kingdom | Data Center | Analytics Platform Services | Compute Grid | Compute Grid
1000099049 | CONEXION DIGITEM | CONEXION DIGITEM | Connection | MXN | - | - | 33.86 | 2.6147 | LATAM | Mexico | Network | Other Network | Local Product | CONEXION DIGITEM
1000099104 | CONEXION MOVIL DE ACCESO DEDICADO A ATM (GPRS) | CONEXION MOVIL DE ACCESO DEDICADO A ATM (GPRS) | Circuit | MXN | - | - | 1606.3 | 124.0386 | LATAM | Mexico | Network | Other Network | Local Product | CONEXION MOVIL DE ACCESO DEDICADO A ATM
1000099107 | CONEXION MOVIL DE ACCESO DEDICADO A ATM (GPRS) | CONEXION MOVIL DE ACCESO DEDICADO A ATM (GPRS) Filial | Circuit | MXN | - | - | 1766.93 | 136.4425 | LATAM | Mexico | Network | Other Network | Local Product | CONEXION MOVIL DE ACCESO DEDICADO A ATM
10131000012566 | Consumer Roundtripping | Consumer Roundtripping_GR | Actual Cost | USD | 0 | - | 1e-08 | 1e-08 | EMEA | Greece | Other | Fees / Taxes / Passthru | Consumer Roundtripping | Consumer Roundtripping
10131000012574 | Consumer Roundtripping | Consumer Roundtripping_ES | Actual Cost | USD | 0 | - | 1e-08 | 1e-08 | EMEA | Spain | Other | Fees / Taxes / Passthru | Consumer Roundtripping | Consumer Roundtripping
10131000030258 | Critical Remote Access | Critical Remote Access_UK | Device | GBP | 3.3774 | - | 1.95 | 2.9883 | EMEA | United Kingdom | Messaging & Mobile | Remote Access | Remote Access | Critical Remote Access
10131000051879 | Critical Remote Access | Critical Remote Access_Regional | Profile Setting | USD | 3.4 | - | 3.59 | 3.59 | Asia | Regional | Messaging & Mobile | Remote Access | Remote Access | Critical Remote Access
10131000053749 | Critical Remote Access | Critical Remote Access_UK | Device | USD | 3.4 | - | 2.99 | 2.99 | EMEA | United Kingdom | Messaging & Mobile | Remote Access | Remote Access | Critical Remote Access
10131000052602 | Critical Remote Access | Critical Remote Access_US | Profile Setting | USD | 3.5 | - | 3.6 | 3.6 | NAM | US | Messaging & Mobile | Remote Access | Remote Access | Critical Remote Access
10131000030256 | Critical Remote Access | Critical Remote Access_UK | Device | GBP | 6.7703 | - | 1.95 | 2.9883 | EMEA | United Kingdom | Messaging & Mobile | Remote Access | Remote Access | Critical Remote Access
10131000058294 | Critical Remote Access | Critical Remote Access_JP | Profile Setting | JPY | - | - | 379 | 3.87 | Japan | Japan | Messaging & Mobile | Remote Access | Remote Access | Critical Remote Access
10131000058295 | Critical Remote Access | Critical Remote Access_JP CSJ | Profile Setting | JPY | - | - | 379 | 3.87 | Japan | Japan | Messaging & Mobile | Remote Access | Remote Access | Critical Remote Access
1000099094 | Critical Remote Access | Critical Remote Access | User | MXN | - | - | 44.8588 | 3.464 | LATAM | Mexico | Messaging & Mobile | Remote Access | Remote Access | Critical Remote Access
1000099096 | Critical Remote Access | Critical Remote Access_Filial | User | MXN | - | - | 55.2885 | 4.2694 | LATAM | Mexico | Messaging & Mobile | Remote Access | Remote Access | Critical Remote Access
10131000057390 | CTI Passthrus | CTI Passthrus_UK | Actual Cost | GBP | 0 | - | 1e-08 | 1.5325e-08 | EMEA | United Kingdom | Other | Fees / Taxes / Passthru | Customer Passthru | Customer Passthru
10131000015451 | Customer Passthru | Customer Passthru_DZ | Actual Cost | DZD | 0 | - | 0 | 0 | EMEA | Algeria | Other | Fees / Taxes / Passthru | Customer Passthru | Customer Passthru
10131000015452 | Customer Passthru | Customer Passthru_BH | Actual Cost | USD | 0 | - | 1e-08 | 1e-08 | EMEA | Bahrain | Other | Fees / Taxes / Passthru | Customer Passthru | Customer Passthru
10131000015454 | Customer Passthru | Customer Passthru_CM | Actual Cost | XOF | 0 | - | 1e-08 | 2.0248e-11 | EMEA | Cameroon | Other | Fees / Taxes / Passthru | Customer Passthru | Customer Passthru
10131000015455 | Customer Passthru | Customer Passthru_CG | Actual Cost | USD | 0 | - | 1e-08 | 1e-08 | EMEA | Congo | Other | Fees / Taxes / Passthru | Customer Passthru | Customer Passthru
10131000015456 | Customer Passthru | Customer Passthru_CI | Actual Cost | XOF | 0 | - | 1e-08 | 2.0248e-11 | EMEA | Cote D'Ivoir | Other | Fees / Taxes / Passthru | Customer Passthru | Customer Passthru
10131000021430 | Customer Passthru | Customer Passthru_Administrative Round Trip | Actual Cost | USD | 0 | - | 1e-08 | 0 | Asia | Country (Shared) | Other | Fees / Taxes / Passthru | Customer Passthru | Customer Passthru - Administrative Round Trip
10131000015457 | Customer Passthru | Customer Passthru_CZ | Actual Cost | CZK | 0 | - | 1e-08 | 5.1279e-10 | EMEA | Czech | Other | Fees / Taxes / Passthru | Customer Passthru | Customer Passthru
10131000015458 | Customer Passthru | Customer Passthru_EG | Actual Cost | EGP | 0 | - | 1e-08 | 1.2513e-09 | EMEA | Egypt | Other | Fees / Taxes / Passthru | Customer Passthru | Customer Passthru
10131000015486 | Customer Passthru | Customer Passthru_FR | Actual Cost | EUR | 0 | - | 1e-08 | 1.328e-08 | EMEA | France | Other | Fees / Taxes / Passthru | Customer Passthru | Customer Passthru
10131000015460 | Customer Passthru | Customer Passthru_GA | Actual Cost | XOF | 0 | - | 1e-08 | 2.0248e-11 | EMEA | Gabon | Other | Fees / Taxes / Passthru | Customer Passthru | Customer Passthru
10131000015488 | Customer Passthru | Customer Passthru_DE | Actual Cost | EUR | 0 | - | 1e-08 | 1.328e-08 | EMEA | Germany | Other | Fees / Taxes / Passthru | Customer Passthru | Customer Passthru
10131000015489 | Customer Passthru | Customer Passthru_IE | Actual Cost | EUR | 0 | - | 1e-08 | 1.328e-08 | EMEA | Ireland | Other | Fees / Taxes / Passthru | Customer Passthru | Customer Passthru
10131000015462 | Customer Passthru | Customer Passthru_IL | Actual Cost | ILS | 0 | - | 1e-08 | 2.7947e-09 | EMEA | Israel | Other | Fees / Taxes / Passthru | Customer Passthru | Customer Passthru
10131000015490 | Customer Passthru | Customer Passthru_IT | Actual Cost | EUR | 0 | - | 1e-08 | 1.328e-08 | EMEA | Italy | Other | Fees / Taxes / Passthru | Customer Passthru | Customer Passthru
10131000015463 | Customer Passthru | Customer Passthru_JO | Actual Cost | JOD | 0 | - | 1e-08 | 1.4104e-08 | EMEA | Jordan | Other | Fees / Taxes / Passthru | Customer Passthru | Customer Passthru
10131000015464 | Customer Passthru | Customer Passthru_KZ | Actual Cost | KZT | 0 | - | 1e-08 | 6.231e-11 | EMEA | Kazakhstan | Other | Fees / Taxes / Passthru | Customer Passthru | Customer Passthru
10131000015465 | Customer Passthru | Customer Passthru_KE | Actual Cost | KES | 0 | - | 1e-08 | 1.0631e-10 | EMEA | Kenya | Other | Fees / Taxes / Passthru | Customer Passthru | Customer Passthru
10131000015496 | Customer Passthru | Customer Passthru_KW | Actual Cost | KWD | 0 | - | 1e-08 | 3.4997e-08 | EMEA | Kuwait | Other | Fees / Taxes / Passthru | Customer Passthru | Customer Passthru
10131000015466 | Customer Passthru | Customer Passthru_LB | Actual Cost | LBP | 0 | - | 1e-08 | 6.6335e-12 | EMEA | Lebanon | Other | Fees / Taxes / Passthru | Customer Passthru | Customer Passthru
10131000015468 | Customer Passthru | Customer Passthru_NG | Actual Cost | NGN | 0 | - | 1e-08 | 6.0227e-11 | EMEA | Nigeria | Other | Fees / Taxes / Passthru | Customer Passthru | Customer Passthru
10131000015469 | Customer Passthru | Customer Passthru_PK | Actual Cost | PKR | 0 | - | 1e-08 | 9.1382e-11 | EMEA | Pakistan | Other | Fees / Taxes / Passthru | Customer Passthru | Customer Passthru
10131000015471 | Customer Passthru | Customer Passthru_PL | Actual Cost | PLN | 0 | - | 1e-08 | 3.0847e-09 | EMEA | Poland | Other | Fees / Taxes / Passthru | Customer Passthru | Customer Passthru
10131000015493 | Customer Passthru | Customer Passthru_PT | Actual Cost | EUR | 0 | - | 1e-08 | 1.328e-08 | EMEA | Portugal | Other | Fees / Taxes / Passthru | Customer Passthru | Customer Passthru
10131000029430 | Customer Passthru | Customer Passthru_RCOB | Actual Cost | USD | 0 | - | 1e-08 | 0 | Asia | Regional | Data Center | Other Data Center | Customer Passthru | Customer Passthru - RCOB
10131000015473 | Customer Passthru | Customer Passthru_RO | Actual Cost | RON | 0 | - | 1e-08 | 2.9191e-09 | EMEA | Romania | Other | Fees / Taxes / Passthru | Customer Passthru | Customer Passthru
10131000015474 | Customer Passthru | Customer Passthru_RU | Actual Cost | RUB | 0 | - | 1e-08 | 2.9146e-10 | EMEA | Russia | Other | Fees / Taxes / Passthru | Customer Passthru | Customer Passthru
10131000015475 | Customer Passthru | Customer Passthru_SN | Actual Cost | XOF | 0 | - | 1e-08 | 2.0248e-11 | EMEA | Senegal | Other | Fees / Taxes / Passthru | Customer Passthru | Customer Passthru
10131000015478 | Customer Passthru | Customer Passthru_ZA | Actual Cost | ZAR | 0 | - | 1e-08 | 9.6662e-10 | EMEA | South Africa | Other | Fees / Taxes / Passthru | Customer Passthru | Customer Passthru
10131000015494 | Customer Passthru | Customer Passthru_ES | Actual Cost | EUR | 0 | - | 1e-08 | 1.328e-08 | EMEA | Spain | Other | Fees / Taxes / Passthru | Customer Passthru | Customer Passthru
10131000015505 | Customer Passthru | Customer Passthru_ES | Actual Cost | EUR | 0 | - | 1e-08 | 1.328e-08 | EMEA | Spain | Other | Fees / Taxes / Passthru | Customer Passthru | Customer Passthru
10131000056982 | Customer Passthru | Customer Passthru_ES | Actual Cost | EUR | 0 | - | 1e-08 | 1.328e-08 | EMEA | Spain | Other | Fees / Taxes / Passthru | Customer Passthru | Customer Passthru
10131000015479 | Customer Passthru | Customer Passthru_TZ | Actual Cost | TZS | 0 | - | 1e-08 | 5.664e-12 | EMEA | Tanzania | Other | Fees / Taxes / Passthru | Customer Passthru | Customer Passthru
10131000015480 | Customer Passthru | Customer Passthru_TN | Actual Cost | TND | 0 | - | 1e-08 | 5.7636e-09 | EMEA | Tunisia | Other | Fees / Taxes / Passthru | Customer Passthru | Customer Passthru
10131000015481 | Customer Passthru | Customer Passthru_TR | Actual Cost | TRY | 0 | - | 1e-08 | 4.8454e-09 | EMEA | Turkey | Other | Fees / Taxes / Passthru | Customer Passthru | Customer Passthru
10131000015483 | Customer Passthru | Customer Passthru_UG | Actual Cost | UGX | 0 | - | 1e-08 | 3.5795e-12 | EMEA | Uganda | Other | Fees / Taxes / Passthru | Customer Passthru | Customer Passthru
10131000015482 | Customer Passthru | Customer Passthru_AE | Actual Cost | AED | 0 | - | 1e-08 | 2.7226e-09 | EMEA | United Arab Emirates (UAE) | Other | Fees / Taxes / Passthru | Customer Passthru | Customer Passthru
10131000015485 | Customer Passthru | Customer Passthru_ZM | Actual Cost | ZMK | 0 | - | 1e-08 | 1.6876e-12 | EMEA | Zambia | Other | Fees / Taxes / Passthru | Customer Passthru | Customer Passthru
10131000015453 | Customer Passthru | Customer Passthru_BG | Actual Cost | BGN | - | - | 0 | 0 | EMEA | Bulgaria | Other | Fees / Taxes / Passthru | Customer Passthru | Customer Passthru
10131000015501 | Customer Passthru | Customer Passthru_GR | Actual Cost | EUR | - | - | 1e-08 | 1.328e-08 | EMEA | Greece | Other | Fees / Taxes / Passthru | Customer Passthru | Customer Passthru
10131000015461 | Customer Passthru | Customer Passthru_HU | Actual Cost | HUF | - | - | 1e-08 | 4.3821e-11 | EMEA | Hungary | Other | Fees / Taxes / Passthru | Customer Passthru | Customer Passthru
10131000015491 | Customer Passthru | Customer Passthru_LU | Actual Cost | EUR | - | - | 1e-08 | 1.328e-08 | EMEA | Luxembourg | Other | Fees / Taxes / Passthru | Customer Passthru | Customer Passthru
10131000015467 | Customer Passthru | Customer Passthru_MA | Actual Cost | MAD | - | - | 1e-08 | 1.145e-09 | EMEA | Morocco | Other | Fees / Taxes / Passthru | Customer Passthru | Customer Passthru
10131000058310 | Customer Passthru | Customer Passthru_PL | Actual Cost | PLN | - | - | 1e-08 | 3.0847e-09 | EMEA | Poland | Other | Fees / Taxes / Passthru | Customer Passthru | Customer Passthru
10131000015498 | Customer Passthru | Customer Passthru_QA | Actual Cost | USD | - | - | 1e-08 | 1e-08 | EMEA | Qatar | Other | Fees / Taxes / Passthru | Customer Passthru | Customer Passthru
10131000015477 | Customer Passthru | Customer Passthru_SK | Actual Cost | EUR | - | - | 1e-08 | 1.328e-08 | EMEA | Slovakia | Other | Fees / Taxes / Passthru | Customer Passthru | Customer Passthru
10131000015484 | Customer Passthru | Customer Passthru_UA | Actual Cost | UAH | - | - | 1e-08 | 1.185e-09 | EMEA | Ukraine | Other | Fees / Taxes / Passthru | Customer Passthru | Customer Passthru
10131000015541 | Customer Project Passthru | Customer Project Passthru_FR | Hour | EUR | 0 | - | 1e-08 | 1.328e-08 | EMEA | France | Other | Project Management | Customer Project Passthru | Customer Project Passthru
10131000015516 | Customer Project Passthru | Customer Project Passthru_HU | Hour | HUF | 0 | - | 1e-08 | 4.3821e-11 | EMEA | Hungary | Other | Project Management | Customer Project Passthru | Customer Project Passthru
10131000015543 | Customer Project Passthru | Customer Project Passthru_IE | Hour | EUR | 0 | - | 1e-08 | 1.328e-08 | EMEA | Ireland | Other | Project Management | Customer Project Passthru | Customer Project Passthru
10131000015544 | Customer Project Passthru | Customer Project Passthru_IT | Hour | EUR | 0 | - | 1e-08 | 1.328e-08 | EMEA | Italy | Other | Project Management | Customer Project Passthru | Customer Project Passthru
10131000015525 | Customer Project Passthru | Customer Project Passthru_PL | Hour | PLN | 0 | - | 1e-08 | 3.0847e-09 | EMEA | Poland | Other | Project Management | Customer Project Passthru | Customer Project Passthru
10131000015533 | Customer Project Passthru | Customer Project Passthru_TR | Hour | TRY | 0 | - | 1e-08 | 4.8454e-09 | EMEA | Turkey | Other | Project Management | Customer Project Passthru | Customer Project Passthru
10131000015534 | Customer Project Passthru | Customer Project Passthru_AE | Hour | AED | 0 | - | 1e-08 | 2.7226e-09 | EMEA | United Arab Emirates (UAE) | Other | Project Management | Customer Project Passthru | Customer Project Passthru
10131000015538 | Customer Project Passthru | Customer Project Passthru_UK | Hour | GBP | 0 | - | 1e-08 | 1.5325e-08 | EMEA | United Kingdom | Other | Project Management | Customer Project Passthru | Customer Project Passthru
10131000015539 | Customer Project Passthru | Customer Project Passthru_UK | Hour | GBP | 0 | - | 1e-08 | 1.5325e-08 | EMEA | United Kingdom | Other | Project Management | Customer Project Passthru | Customer Project Passthru
10131000039350 | Customer Project Passthru | Customer Project Passthru_UK | Hour | USD | 0 | - | 1e-08 | 1e-08 | EMEA | United Kingdom | Other | Project Management | Customer Project Passthru | Customer Project Passthru
10131000015537 | Customer Project Passthru | Customer Project Passthru_ZM | Hour | ZMK | 0 | - | 1e-08 | 1.6876e-12 | EMEA | Zambia | Other | Project Management | Customer Project Passthru | Customer Project Passthru
10131000015508 | Customer Project Passthru | Customer Project Passthru_BH | Hour | USD | - | - | 1e-08 | 1e-08 | EMEA | Bahrain | Other | Project Management | Customer Project Passthru | Customer Project Passthru
10131000015513 | Customer Project Passthru | Customer Project Passthru_CZ | Hour | CZK | - | - | 1e-08 | 5.1279e-10 | EMEA | Czech | Other | Project Management | Customer Project Passthru | Customer Project Passthru
10131000058027 | Customer Project Passthru | Customer Project Passthru_IL | Hour | ILS | - | - | 1e-08 | 2.7947e-09 | EMEA | Israel | Other | Project Management | Customer Project Passthru | Customer Project Passthru
10131000015524 | Customer Project Passthru | Customer Project Passthru_PK | Hour | PKR | - | - | 1e-08 | 9.1382e-11 | EMEA | Pakistan | Other | Project Management | Customer Project Passthru | Customer Project Passthru
10131000058311 | Customer Project Passthru | Customer Project Passthru_PL | Hour | PLN | - | - | 1e-08 | 3.0847e-09 | EMEA | Poland | Other | Project Management | Customer Project Passthru | Customer Project Passthru
10131000015526 | Customer Project Passthru | Customer Project Passthru_RO | Hour | RON | - | - | 1e-08 | 2.9191e-09 | EMEA | Romania | Other | Project Management | Customer Project Passthru | Customer Project Passthru
10131000015530 | Customer Project Passthru | Customer Project Passthru_ZA | Hour | ZAR | - | - | 1e-08 | 9.6662e-10 | EMEA | South Africa | Other | Project Management | Customer Project Passthru | Customer Project Passthru
10131000015549 | Customer Project Passthru | Customer Project Passthru_CH | Hour | CHF | - | - | 1e-08 | 1.0827e-08 | EMEA | Switzerland | Other | Project Management | Customer Project Passthru | Customer Project Passthru
10131000015824 | Database - Base Run & Maintenance Support | Database - Base Run & Maintenance Support_UK | Instance | GBP | 1.4786 | - | 1.18 | 1.8083 | EMEA | United Kingdom | Data Center | Database | Support | Base Run & Maintenance Support
10131000015826 | Database - Base Run & Maintenance Support | Database - Base Run & Maintenance Support_UK | Instance | GBP | 1.4786 | - | 1.18 | 1.8083 | EMEA | United Kingdom | Data Center | Database | Support | Base Run & Maintenance Support
10131000015827 | Database - Base Run & Maintenance Support | Database - Base Run & Maintenance Support_UK | Instance | USD | 1.482 | - | 1.8 | 1.8 | EMEA | United Kingdom | Data Center | Database | Support | Base Run & Maintenance Support
10131000056344 | Database - Base Run & Maintenance Support | Database - Base Run & Maintenance Support_US | Instance | USD | 67.45 | - | 72.9 | 72.9 | NAM | US | Data Center | Database | Support | Base Run & Maintenance Support
10131000056446 | Database - Base Run & Maintenance Support | Database - Base Run & Maintenance Support_Regional | Instance | USD | 91.5 | - | 169.18 | 169.18 | Asia | Regional | Data Center | Database | Support | Base Run & Maintenance Support
10131000021636 | Database - Base Run & Maintenance Support | Database - Base Run & Maintenance Support_AU | Instance | USD | 92.815 | - | 42.38 | 42.38 | Asia | Australia | Data Center | Database | Support | Base Run & Maintenance Support
10131000052463 | Database - Base Run & Maintenance Support | Database - Base Run & Maintenance Support_JP CSJ | Instance | JPY | 689.6637 | - | 69252 | 706.96 | Japan | Japan | Data Center | Database | Support | Base Run & Maintenance Support
10131000015805 | Database - Base Run & Maintenance Support | Database - Base Run & Maintenance Support_JP | Instance | JPY | 727.9784 | - | 69252 | 706.96 | Japan | Japan | Data Center | Database | Support | Base Run & Maintenance Support
1000058551 | Database - Base Run & Maintenance Support | Database - Base Run & Maintenance Support_CN | Instance | USD | - | - | 172.52 | 172.52 | Asia | China | Data Center | Database | Support | Base Run & Maintenance Support
1000099016 | Database - Base Run & Maintenance Support | Database - Base Run & Maintenance Support | CPU | MXN | - | - | 2717 | 209.8069 | LATAM | Mexico | Data Center | Database | Support | Base Run & Maintenance Support
10131000056764 | Database - Premium Run & Maintenance Support | Database - Premium Run & Maintenance Support_UK | Hour | GBP | 0 | - | 64.21 | 98.4004 | EMEA | United Kingdom | Data Center | Database | Support | Premium Run & Maintenance Support
10131000056440 | Database - Premium Run & Maintenance Support | Database - Premium Run & Maintenance Support_Regional | Hour | USD | 61.75 | 65.7 | 66.31 | 66.31 | Asia | Regional | Data Center | Database | Support | Premium Run & Maintenance Support
10131000057236 | Database - Premium Run & Maintenance Support | Database - Premium Run & Maintenance Support_US | Hour | USD | 79.8 | - | 86.3 | 86.3 | NAM | US | Data Center | Database | Support | Premium Run & Maintenance Support
10131000056715 | Database - Premium Run & Maintenance Support | Database - Premium Run & Maintenance Support_UK | Hour | GBP | 85.0479 | - | 64.21 | 98.4004 | EMEA | United Kingdom | Data Center | Database | Support | Premium Run & Maintenance Support
10131000056721 | Database - Premium Run & Maintenance Support | Database - Premium Run & Maintenance Support_UK | Hour | GBP | 85.0479 | - | 64.21 | 98.4004 | EMEA | United Kingdom | Data Center | Database | Support | Premium Run & Maintenance Support
10131000056733 | Database - Premium Run & Maintenance Support | Database - Premium Run & Maintenance Support_UK | Hour | GBP | 85.0479 | - | 64.21 | 98.4004 | EMEA | United Kingdom | Data Center | Database | Support | Premium Run & Maintenance Support
10131000056765 | Database - Premium Run & Maintenance Support | Database - Premium Run & Maintenance Support_UK | Hour | GBP | 85.0479 | - | 64.21 | 98.4004 | EMEA | United Kingdom | Data Center | Database | Support | Premium Run & Maintenance Support
10131000057052 | Database - Premium Run & Maintenance Support | Database - Premium Run & Maintenance Support_UK | Hour | GBP | 85.0479 | - | 64.21 | 98.4004 | EMEA | United Kingdom | Data Center | Database | Support | Premium Run & Maintenance Support
10131000056880 | Database - Premium Run & Maintenance Support | Database - Premium Run & Maintenance Support_UK | Hour | USD | 85.4335 | - | 98.4 | 98.4 | EMEA | United Kingdom | Data Center | Database | Support | Premium Run & Maintenance Support
10131000056881 | Database - Premium Run & Maintenance Support | Database - Premium Run & Maintenance Support_UK | Hour | USD | 85.4335 | - | 98.4 | 98.4 | EMEA | United Kingdom | Data Center | Database | Support | Premium Run & Maintenance Support
10131000056882 | Database - Premium Run & Maintenance Support | Database - Premium Run & Maintenance Support_UK | Hour | USD | 85.4335 | - | 98.4 | 98.4 | EMEA | United Kingdom | Data Center | Database | Support | Premium Run & Maintenance Support
10131000057977 | Database - Premium Run & Maintenance Support | Database - Premium Run & Maintenance Support_CA | Hour | USD | - | - | 86.3 | 86.3 | NAM | Canada | Data Center | Database | Support | Premium Run & Maintenance Support
10131000057979 | Database - Premium Run & Maintenance Support | Database - Premium Run & Maintenance Support_CA | Hour | CAD | - | - | 86.3 | 86.3 | NAM | Canada | Data Center | Database | Support | Premium Run & Maintenance Support
10131000056447 | Database - Software Subscription Charges | Database - Software Subscription Charges | Actual Cost | USD | 0 | - | 1e-08 | 0 | Asia | Regional | Data Center | Database | Software | Software Subscription Charges
10131000015818 | Database - Software Subscription Charges | Database - Software Subscription Charges_UK | Instance | GBP | 1.4786 | - | 1.18 | 1.8083 | EMEA | United Kingdom | Data Center | Database | Software | Software Subscription Charges
10131000015820 | Database - Software Subscription Charges | Database - Software Subscription Charges_UK | Instance | GBP | 1.4786 | - | 1.18 | 1.8083 | EMEA | United Kingdom | Data Center | Database | Software | Software Subscription Charges
10131000015821 | Database - Software Subscription Charges | Database - Software Subscription Charges_UK | Instance | USD | 1.482 | - | 1.8 | 1.8 | EMEA | United Kingdom | Data Center | Database | Software | Software Subscription Charges
1000058583 | Database - Software Subscription Charges | Database - Software Subscription Charges_CN | Actual Cost | USD | - | - | 0 | 0 | Asia | China | Data Center | Database | Software | Software Subscription Charges
10131000058264 | Database - Software Subscription Charges | Database - Software Subscription Charges_JP | Instance | JPY | - | - | 41352 | 422.14 | Japan | Japan | Data Center | Database | Software | Software Subscription Charges
10131000058265 | Database - Software Subscription Charges | Database - Software Subscription Charges_JP CSJ | Instance | JPY | - | - | 41352 | 422.14 | Japan | Japan | Data Center | Database | Software | Software Subscription Charges
10131000016248 | Dealerboard | Dealerboard_SK | Assigned Dealerboard | EUR | 0 | - | 1e-08 | 1.328e-08 | EMEA | Slovakia | Voice & Conferencing | Voice | Dealerboard | Dealerboard
10131000016250 | Dealerboard | Dealerboard_TR | Assigned Dealerboard | TRY | 139.5284 | - | 275.7177 | 133.5962 | EMEA | Turkey | Voice & Conferencing | Voice | Dealerboard | Dealerboard
10131000056563 | Dealerboard | Dealerboard_SG | Assigned Dealerboard | USD | 150.964 | - | 308.85 | 308.85 | Asia | Singapore | Voice & Conferencing | Voice | Dealerboard | Dealerboard
10131000016241 | Dealerboard | Dealerboard_FR | Assigned Dealerboard | EUR | 162.5537 | - | 180.11 | 239.1896 | EMEA | France | Voice & Conferencing | Voice | Dealerboard | Dealerboard
10131000016243 | Dealerboard | Dealerboard_IL | Assigned Dealerboard | ILS | 163.174 | - | 850.3 | 237.6326 | EMEA | Israel | Voice & Conferencing | Voice | Dealerboard | Dealerboard
10131000056531 | Dealerboard | Dealerboard_HK | Assigned Dealerboard | USD | 183.4316 | - | 306.49 | 306.49 | Asia | Hong Kong | Voice & Conferencing | Voice | Dealerboard | Dealerboard
10131000016249 | Dealerboard | Dealerboard_ZA | Assigned Dealerboard | ZAR | 199.9194 | - | 1483.6 | 143.4084 | EMEA | South Africa | Voice & Conferencing | Voice | Dealerboard | Dealerboard
10131000056419 | Dealerboard | Dealerboard | Assigned Dealerboard | USD | 213 | - | 220.5 | 220.5 | NAM | US | Voice & Conferencing | Voice | Dealerboard | Dealerboard
10131000016258 | Dealerboard | Dealerboard_IE | Assigned Dealerboard | EUR | 234.3015 | - | 195.06 | 259.0434 | EMEA | Ireland | Voice & Conferencing | Voice | Dealerboard | Dealerboard
10131000016262 | Dealerboard | Dealerboard_ES | Assigned Dealerboard | EUR | 245.9871 | - | 122.94 | 163.2667 | EMEA | Spain | Voice & Conferencing | Voice | Dealerboard | Dealerboard
10131000016252 | Dealerboard | Dealerboard_UK | Assigned Dealerboard | GBP | 288.4043 | - | 169.46 | 259.6937 | EMEA | United Kingdom | Voice & Conferencing | Voice | Dealerboard | Dealerboard
10131000016253 | Dealerboard | Dealerboard_UK | Assigned Dealerboard | GBP | 288.4043 | - | 169.46 | 259.6937 | EMEA | United Kingdom | Voice & Conferencing | Voice | Dealerboard | Dealerboard
10131000039360 | Dealerboard | Dealerboard_UK | Assigned Dealerboard | USD | 289.7174 | - | 259.7 | 259.7 | EMEA | United Kingdom | Voice & Conferencing | Voice | Dealerboard | Dealerboard
10131000056930 | Dealerboard | Dealerboard_HU | Assigned Dealerboard | HUF | 313.4863 | - | 84755.18 | 371.4028 | EMEA | Hungary | Voice & Conferencing | Voice | Dealerboard | Dealerboard
10131000016245 | Dealerboard | Dealerboard_RU | Assigned Dealerboard | RUB | 351.5282 | - | 5763.93 | 167.9949 | EMEA | Russia | Voice & Conferencing | Voice | Dealerboard | Dealerboard
10131000038023 | Dealerboard | Dealerboard_JP | Assigned Dealerboard | JPY | 410.1309 | - | 51511 | 525.85 | Japan | Japan | Voice & Conferencing | Voice | Dealerboard | Dealerboard
10131000051760 | Dealerboard | Dealerboard_JP CSJ | Assigned Dealerboard | JPY | 410.1309 | - | 51511 | 525.85 | Japan | Japan | Voice & Conferencing | Voice | Dealerboard | Dealerboard
10131000056564 | Dealerboard | Dealerboard_AU | Assigned Dealerboard | USD | 498.5666 | - | 250.06 | 250.06 | Asia | Australia | Voice & Conferencing | Voice | Dealerboard | Dealerboard
10131000016257 | Dealerboard | Dealerboard_DE | Assigned Dealerboard | EUR | 588.9362 | - | 397.1 | 527.3565 | EMEA | Germany | Voice & Conferencing | Voice | Dealerboard | Dealerboard
10131000016263 | Dealerboard | Dealerboard_CH | Assigned Dealerboard | CHF | 601.1007 | - | 1449.67 | 1569.565 | EMEA | Switzerland | Voice & Conferencing | Voice | Dealerboard | Dealerboard
10131000016260 | Dealerboard | Dealerboard_IT | Assigned Dealerboard | EUR | 745.8745 | - | 919.79 | 1221.4989 | EMEA | Italy | Voice & Conferencing | Voice | Dealerboard | Dealerboard
10131000016242 | Dealerboard | Dealerboard_CZ | Assigned Dealerboard | CZK | 916.7065 | - | 17112.12 | 877.4852 | EMEA | Czech | Voice & Conferencing | Voice | Dealerboard | Dealerboard
10131000016264 | Dealerboard | Dealerboard_GR | Assigned Dealerboard | EUR | - | - | 1e-08 | 1.328e-08 | EMEA | Greece | Voice & Conferencing | Voice | Dealerboard | Dealerboard
10131000028163 | Dealerboard Private Lines / Hoots | Dealerboard Private Lines / Hoots_FR | Actual Cost | EUR | 0 | - | 1e-08 | 1.328e-08 | EMEA | France | Voice & Conferencing | Voice | Dealerboard | Dealerboard Private Lines / Hoots
10131000028168 | Dealerboard Private Lines / Hoots | Dealerboard Private Lines / Hoots_IT | Actual Cost | EUR | 0 | - | 1e-08 | 1.328e-08 | EMEA | Italy | Voice & Conferencing | Voice | Dealerboard | Dealerboard Private Lines / Hoots
10131000028169 | Dealerboard Private Lines / Hoots | Dealerboard Private Lines / Hoots_LU | Actual Cost | EUR | 0 | - | 1e-08 | 1.328e-08 | EMEA | Luxembourg | Voice & Conferencing | Voice | Dealerboard | Dealerboard Private Lines / Hoots
10131000028146 | Dealerboard Private Lines / Hoots | Dealerboard Private Lines / Hoots_RU | Actual Cost | RUB | 0 | - | 1e-08 | 2.9146e-10 | EMEA | Russia | Voice & Conferencing | Voice | Dealerboard | Dealerboard Private Lines / Hoots
10131000056801 | Dealerboard Private Lines / Hoots | Dealerboard Private Lines / Hoots_UK | Actual Cost | GBP | 0 | - | 1e-08 | 1.5325e-08 | EMEA | United Kingdom | Voice & Conferencing | Voice | Dealerboard | Dealerboard Private Lines / Hoots
10131000028166 | Dealerboard Private Lines / Hoots | Dealerboard Private Lines / Hoots_IE | Actual Cost | EUR | 284.8284 | - | 1e-08 | 1.328e-08 | EMEA | Ireland | Voice & Conferencing | Voice | Dealerboard | Dealerboard Private Lines / Hoots
10131000058855 | Dealerboard Voice Recording and Analytics | Dealerboard Voice Recording and Analytics | Per Extension | USD | - | - | 175 | 175 | NAM | US | Voice & Conferencing | Voice | Voice Recording and Analytics | Dealerboard Voice Recording and Analytics
10131000056541 | Dedicated Conferencing | Dedicated Conferencing_JP | Actual Cost | JPY | 0 | - | 0 | 0 | Japan | Japan | Voice & Conferencing | Conferencing | Dedicated Conferencing | Dedicated Conferencing
10131000056552 | Dedicated Conferencing | Dedicated Conferencing_JP CSJ | Actual Cost | JPY | 0 | - | 0 | 0 | Japan | Japan | Voice & Conferencing | Conferencing | Dedicated Conferencing | Dedicated Conferencing
10131000037913 | Dedicated Conferencing | Dedicated Voice and Conferencing Charges | Actual Cost | GBP | 0 | - | 1e-08 | 1.5325e-08 | EMEA | United Kingdom | Voice & Conferencing | Voice | Dedicated Telephony | Dedicated Telephony
10131000037915 | Dedicated Conferencing | Dedicated Voice and Conferencing Charges | Actual Cost | GBP | 0 | - | 1e-08 | 1.5325e-08 | EMEA | United Kingdom | Voice & Conferencing | Voice | Dedicated Telephony | Dedicated Telephony
10131000039834 | Dedicated Conferencing | Dedicated Voice and Conferencing Charges | Actual Cost | USD | 0 | - | 1e-08 | 1e-08 | EMEA | United Kingdom | Voice & Conferencing | Voice | Dedicated Telephony | Dedicated Telephony
10131000021503 | Dedicated Desktop | Dedicated Desktop_InCountry | Actual Cost | USD | 0 | - | 1e-08 | 0 | Asia | Country (Shared) | Desktop | Other Desktop | Dedicated Desktop Services | Dedicated Desktop Services
10131000051790 | Dedicated Desktop | Dedicated Desktop_Branch Services | Actual Cost | USD | 0 | - | 1e-08 | 0 | Asia | Country (Shared) | Desktop | Other Desktop | Dedicated Desktop Services | Dedicated Branch Support
10131000039391 | Dedicated Desktop | Dedicated Desktop_JP | Actual Cost | JPY | 0 | - | 0 | 0 | Japan | Japan | Desktop | Other Desktop | Dedicated Desktop Services | Dedicated Desktop Services
10131000052483 | Dedicated Desktop | Dedicated Desktop_JP CSJ | Actual Cost | JPY | 0 | - | 0 | 0 | Japan | Japan | Desktop | Other Desktop | Dedicated Desktop Services | Dedicated Desktop Services
10131000021504 | Dedicated Desktop | Dedicated Desktop_KR | Actual Cost | USD | - | - | 1e-08 | 0 | Asia | Korea | Desktop | Other Desktop | Dedicated Desktop Services | Dedicated Desktop Services
10131000039593 | Dedicated Messaging & Mobile | Dedicated Messaging & Mobile_JP | Actual Cost | JPY | 0 | - | 0 | 0 | Japan | Japan | Messaging & Mobile | Other | Dedicated Messaging | Dedicated Messaging
10131000052495 | Dedicated Messaging & Mobile | Dedicated Messaging & Mobile_JP CSJ | Actual Cost | JPY | 0 | - | 0 | 0 | Japan | Japan | Messaging & Mobile | Other | Dedicated Messaging | Dedicated Messaging
10131000016368 | Dedicated NAIT Branch | Dedicated NAIT Branch | Actual Cost | USD | 0 | - | 0 | 0 | NAM | US | Other | Branch | Dedicated NAIT Branch | Dedicated NAIT Branch
10131000016371 | Dedicated NAIT Branch | Dedicated NAIT Branch | Actual Cost | USD | 0 | - | 0 | 0 | NAM | US | Other | Branch | Dedicated NAIT Branch | Dedicated NAIT Branch
10131000021557 | Dedicated Network | Dedicated Network_InCountry | Actual Cost | USD | 0 | - | 1e-08 | 0 | Asia | Country (Shared) | Network | Other Network | Dedicated Network | Dedicated Network
10131000039605 | Dedicated Network | Dedicated Network_JP | Actual Cost | JPY | 0 | - | 0 | 0 | Japan | Japan | Network | Other Network | Dedicated Network | Dedicated Network
10131000029533 | Dedicated Network | Dedicated Network_Regional | Actual Cost | USD | 0 | - | 1e-08 | 0 | Asia | Regional | Network | Other Network | Dedicated Network | Dedicated Network Internet Bandwidth
10131000022329 | Dedicated Network | Dedicated Network | Actual Cost | GBP | 0 | - | 1e-08 | 1.5325e-08 | EMEA | United Kingdom | Network | Other Network | Dedicated Network | Dedicated Network
10131000057580 | Dedicated Network | Dedicated Network | Actual Cost | USD | 0 | - | 0 | 0 | NAM | US | Network | Other Network | Dedicated Network | Dedicated Network
10131000051734 | Dedicated Network | Dedicated Network_JP CSJ | Actual Cost | JPY | - | - | 0 | 0 | Japan | Japan | Network | Other Network | Dedicated Network | Dedicated Network
10131000029535 | Dedicated Network | Dedicated Network_Swiftnet Regional | Actual Cost | USD | - | - | 1e-08 | 0 | Asia | Regional | Network | Other Network | Dedicated Network | Dedicated Network Swiftnet
10131000021590 | Dedicated Telephony | Dedicated Telephony_InCountry | Actual Cost | USD | 0 | - | 1e-08 | 0 | Asia | Country (Shared) | Voice & Conferencing | Voice | Dedicated Telephony | Dedicated Telephony
10131000039836 | Dedicated Telephony | Dedicated Telephony_JP | Actual Cost | JPY | 0 | - | 0 | 0 | Japan | Japan | Voice & Conferencing | Voice | Dedicated Telephony | Dedicated Telephony
10131000052002 | Dedicated Telephony | Dedicated Telephony_KR | Actual Cost | USD | 0 | - | 1e-08 | 0 | Asia | Korea | Voice & Conferencing | Voice | Dedicated Telephony | Dedicated Telephony
1000099053 | Dedicated Telephony | C.F. SERVICIO DE SOPORTE TECNICO ESPECIALIZADO | Service | MXN | - | - | 50038 | 3863.9382 | LATAM | Mexico | Desktop | Other Desktop | Local Product | Dedicated Telephony
10131000056512 | Dedicated Telephony | Dedicated Telephony_Regional | Actual Cost | USD | - | - | 1e-08 | 0 | Asia | Regional | Voice & Conferencing | Voice | Dedicated Telephony | Dedicated Telephony
10131000051766 | Dedicated Telephony Charges | Dedicated Telephony_JP CSJ | Actual Cost | JPY | 0 | - | 0 | 0 | Japan | Japan | Voice & Conferencing | Voice | Dedicated Telephony | Dedicated Telephony
10131000038177 | Design Engineering and Integration | Design Engineering and Integration | Actual Cost | GBP | 0 | - | 1e-08 | 1.5325e-08 | EMEA | United Kingdom | Network | Other Network | Design Engineering and Integration | Design Engineering and Integration
10131000016496 | Design Engineering and Integration | Design Engineering and Integration | Hour | USD | 135 | - | 110 | 110 | NAM | US | Network | Other Network | Design Engineering and Integration | Design Engineering and Integration
10131000016498 | Design Engineering and Integration | Design Engineering and Integration | Hour | USD | 135 | - | 110 | 110 | NAM | US | Network | Other Network | Design Engineering and Integration | Design Engineering and Integration
10131000025228 | Design Engineering and Integration | Design Engineering and Integration | Hour | USD | 135 | - | 110 | 110 | NAM | US | Network | Other Network | Design Engineering and Integration | Design Engineering and Integration
10131000029583 | Desktop - Regional | Desktop - Regional _SG | Desktop Port | USD | 18.1 | - | 50.96 | 50.96 | Asia | Regional | Desktop | Connectivity | Desktop Connectivity Charge | Desktop Connectivity Charge
10131000029575 | Desktop - Regional | Desktop - Regional _HK | Desktop Port | USD | 18.6 | - | 55.41 | 55.41 | Asia | Regional | Desktop | Connectivity | Desktop Connectivity Charge | Desktop Connectivity Charge
10131000029579 | Desktop - Regional | Desktop - Regional _KR | Desktop Port | USD | 20.69 | - | 77.56 | 77.56 | Asia | Regional | Desktop | Connectivity | Desktop Connectivity Charge | Desktop Connectivity Charge
10131000029577 | Desktop - Regional | Desktop - Regional _IN | Desktop Port | USD | 22.39 | - | 58.7 | 58.7 | Asia | Regional | Desktop | Connectivity | Desktop Connectivity Charge | Desktop Connectivity Charge
10131000029573 | Desktop - Regional | Desktop - Regional _CN | Desktop Port | USD | 23.6736 | - | 67.5 | 67.5 | Asia | Regional | Desktop | Connectivity | Desktop Connectivity Charge | Desktop Connectivity Charge
10131000029585 | Desktop - Regional | Desktop - Regional _TW | Desktop Port | USD | 25.69 | - | 71.21 | 71.21 | Asia | Regional | Desktop | Connectivity | Desktop Connectivity Charge | Desktop Connectivity Charge
10131000029580 | Desktop - Regional | Desktop - Regional _LK | Desktop Port | USD | 26.39 | - | 115.77 | 115.77 | Asia | Regional | Desktop | Connectivity | Desktop Connectivity Charge | Desktop Connectivity Charge
10131000029581 | Desktop - Regional | Desktop - Regional _MY | Desktop Port | USD | 33.07 | - | 69.86 | 69.86 | Asia | Regional | Desktop | Connectivity | Desktop Connectivity Charge | Desktop Connectivity Charge
10131000029582 | Desktop - Regional | Desktop - Regional _PH | Desktop Port | USD | 33.28 | - | 66.7 | 66.7 | Asia | Regional | Desktop | Connectivity | Desktop Connectivity Charge | Desktop Connectivity Charge
10131000029576 | Desktop - Regional | Desktop - Regional _ID | Desktop Port | USD | 34.1952 | - | 84 | 84 | Asia | Regional | Desktop | Connectivity | Desktop Connectivity Charge | Desktop Connectivity Charge
10131000029569 | Desktop - Regional | Desktop - Regional_AU | Desktop Port | USD | 37.74 | - | 92.24 | 92.24 | Asia | Regional | Desktop | Connectivity | Desktop Connectivity Charge | Desktop Connectivity Charge
10131000029584 | Desktop - Regional | Desktop - Regional _TH | Desktop Port | USD | 39.6096 | - | 82.4 | 82.4 | Asia | Regional | Desktop | Connectivity | Desktop Connectivity Charge | Desktop Connectivity Charge
10131000029574 | Desktop - Regional | Desktop - Regional _GU | Desktop Port | USD | 41.82 | - | 61.85 | 61.85 | Asia | Regional | Desktop | Connectivity | Desktop Connectivity Charge | Desktop Connectivity Charge
10131000029586 | Desktop - Regional | Desktop - Regional _VN | Desktop Port | USD | 85.01 | - | 126.98 | 126.98 | Asia | Regional | Desktop | Connectivity | Desktop Connectivity Charge | Desktop Connectivity Charge
10131000029571 | Desktop - Regional | Desktop - Regional _BD | Desktop Port | USD | 230.9568 | - | 291.32 | 291.32 | Asia | Regional | Desktop | Connectivity | Desktop Connectivity Charge | Desktop Connectivity Charge
10131000029572 | Desktop - Regional | Desktop - Regional _BN | Desktop Port | USD | 365.55 | - | 410.97 | 410.97 | Asia | Regional | Desktop | Connectivity | Desktop Connectivity Charge | Desktop Connectivity Charge
10131000058096 | Desktop ELAS | Desktop ELAS | User | USD | - | - | 8.45 | 8.45 | NAM | US | Desktop | Other Desktop | ELA Desktop | ELA Desktop
10131000021655 | Desktop NAS | Desktop NAS_IN | GB | USD | 0.26 | - | 0.26 | 0.26 | Asia | India | Desktop | Storage | Desktop NAS | Desktop NAS
10131000021662 | Desktop NAS | Desktop NAS_TH | GB | USD | 0.54 | - | 0.56 | 0.56 | Asia | Thailand | Desktop | Storage | Desktop NAS | Desktop NAS
10131000016773 | Desktop NAS | Desktop NAS_CA | GB | CAD | 0.54591 | - | 0.45 | 0.45 | NAM | Canada | Desktop | Storage | Desktop NAS | Desktop NAS
10131000016770 | Desktop NAS | Desktop NAS | GB | USD | 0.55 | - | 0.45 | 0.45 | NAM | US | Desktop | Storage | Desktop NAS | Desktop NAS
10131000021659 | Desktop NAS | Desktop NAS_PH | GB | USD | 0.74 | - | 0.34 | 0.34 | Asia | Philippines | Desktop | Storage | Desktop NAS | Desktop NAS
10131000021660 | Desktop NAS | Desktop NAS_SG | GB | USD | 0.98 | - | 0.19 | 0.19 | Asia | Singapore | Desktop | Storage | Desktop NAS | Desktop NAS
10131000021657 | Desktop NAS | Desktop NAS_MY | GB | USD | 1.4 | - | 0.9 | 0.9 | Asia | Malaysia | Desktop | Storage | Desktop NAS | Desktop NAS
10131000021649 | Desktop NAS | Desktop NAS_AU | GB | USD | 1.53 | - | 0.9 | 0.9 | Asia | Australia | Desktop | Storage | Desktop NAS | Desktop NAS
10131000021651 | Desktop NAS | Desktop NAS_CN | GB | USD | 1.59 | - | 0.15 | 0.15 | Asia | China | Desktop | Storage | Desktop NAS | Desktop NAS
10131000021654 | Desktop NAS | Desktop NAS_ID | GB | USD | 1.71 | - | 0.12 | 0.12 | Asia | Indonesia | Desktop | Storage | Desktop NAS | Desktop NAS
10131000021652 | Desktop NAS | Desktop NAS_HK | GB | USD | 2.09 | - | 0.39 | 0.39 | Asia | Hong Kong | Desktop | Storage | Desktop NAS | Desktop NAS
10131000021663 | Desktop NAS | Desktop NAS_TW | GB | USD | 2.3 | - | 1.25 | 1.25 | Asia | Taiwan | Desktop | Storage | Desktop NAS | Desktop NAS
10131000053766 | Desktop NAS | Desktop NAS_JP | GB | JPY | 3.222 | - | 259 | 2.64 | Japan | Japan | Desktop | Storage | Desktop NAS | Desktop NAS
10131000053770 | Desktop NAS | Desktop NAS_JP CSJ | GB | JPY | 3.222 | - | 259 | 2.64 | Japan | Japan | Desktop | Storage | Desktop NAS | Desktop NAS
10131000021606 | Desktop NAS | Desktop NAS_KR | GB | USD | 6.47 | - | 6 | 6 | Asia | Korea | Desktop | Storage | Desktop NAS | Desktop NAS
1000099059 | Desktop NAS | Desktop NAS | GB | MXN | - | - | 7.0492 | 0.54434 | LATAM | Mexico | Desktop | Storage | Desktop NAS | Desktop NAS
1000099078 | Desktop NAS | Desktop NAS_Filal | GB | MXN | - | - | 8.6882 | 0.6709 | LATAM | Mexico | Desktop | Storage | Desktop NAS | Desktop NAS
10131000016870 | Desktop Supplies | Desktop Supplies_UK | Actual Cost | GBP | 0 | - | 1e-08 | 1.5325e-08 | EMEA | United Kingdom | Desktop | Other Desktop | Desktop Supplies | Desktop Supplies
10131000016871 | Desktop Supplies | Desktop Supplies_UK | Actual Cost | GBP | 0 | - | 1e-08 | 1.5325e-08 | EMEA | United Kingdom | Desktop | Other Desktop | Desktop Supplies | Desktop Supplies
10131000039384 | Desktop Supplies | Desktop Supplies_UK | Actual Cost | USD | 0 | - | 1e-08 | 1e-08 | EMEA | United Kingdom | Desktop | Other Desktop | Desktop Supplies | Desktop Supplies
10131000016939 | Desktop Video | Desktop Video_US | User | USD | 27 | - | 29 | 29 | NAM | US | Voice & Conferencing | Conferencing | Desktop Video | Desktop Video
1000099143 | Desktop Video | Desktop Video | Unit | MXN | - | - | 4551.5948 | 351.4745 | LATAM | Mexico | Voice & Conferencing | Conferencing | Desktop Video | Desktop Video
1000099180 | Desktop Video | Desktop Video_Filal | Unit | MXN | - | - | 4779.1746 | 369.0482 | LATAM | Mexico | Voice & Conferencing | Conferencing | Desktop Video | Desktop Video
10131000051843 | Dialers | Dialers_HK | User | USD | 0 | - | 33.87 | 33.87 | Asia | Hong Kong | Voice & Conferencing | Voice | Dialers | Dialers
10131000039395 | Dialers | Dialers_UK | User | USD | 0 | - | 315.75 | 315.75 | EMEA | United Kingdom | Voice & Conferencing | Voice | Dialers | Dialers
10131000051850 | Dialers | Dialers_TW | User | USD | 16.58 | - | 40.98 | 40.98 | Asia | Taiwan | Voice & Conferencing | Voice | Dialers | Dialers
10131000051847 | Dialers | Dialers_PH | User | USD | 18.13 | - | 27.07 | 27.07 | Asia | Philippines | Voice & Conferencing | Voice | Dialers | Dialers
10131000051846 | Dialers | Dialers_MY | User | USD | 19.21 | - | 19.37 | 19.37 | Asia | Malaysia | Voice & Conferencing | Voice | Dialers | Dialers
10131000051848 | Dialers | Dialers_SG | User | USD | 21.62 | - | 39.67 | 39.67 | Asia | Singapore | Voice & Conferencing | Voice | Dialers | Dialers
10131000051841 | Dialers | Dialers_AU | User | USD | 52.99 | - | 64.39 | 64.39 | Asia | Australia | Voice & Conferencing | Voice | Dialers | Dialers
10131000039165 | Dialers | Dialers_US | User | USD | 114.05 | - | 111.36 | 111.36 | NAM | US | Voice & Conferencing | Voice | Dialers | Dialers
10131000012697 | Dialers | Dialers_PL | User | PLN | 187.513 | - | 650.86 | 200.7688 | EMEA | Poland | Voice & Conferencing | Voice | Dialers | Dialers
10131000029786 | Dialers | Dialers_UK | User | GBP | 317.3033 | - | 206.0388 | 315.75 | EMEA | United Kingdom | Voice & Conferencing | Voice | Dialers | Dialers
10131000029788 | Dialers | Dialers_UK | User | GBP | 317.3033 | - | 206.0388 | 315.75 | EMEA | United Kingdom | Voice & Conferencing | Voice | Dialers | Dialers
10131000039690 | Dialers | Dialers_UK | User | USD | 318.75 | - | 315.75 | 315.75 | EMEA | United Kingdom | Voice & Conferencing | Voice | Dialers | Dialers
10131000058309 | Dialers | Dialers_PL | User | PLN | - | - | 1e-08 | 3.0847e-09 | EMEA | Poland | Voice & Conferencing | Voice | Dialers | Dialers
10131000056539 | Dialers | Dialers_TH | User | USD | - | - | 23.05 | 23.05 | Asia | Thailand | Voice & Conferencing | Voice | Dialers | Dialers
10131000051802 | Dialers Infrastructure_Regional | Dialers Infrastructure_Regional | User | USD | 97.83 | - | 178.4 | 178.4 | Asia | Regional | Voice & Conferencing | Voice | Dialers | Dialers
1000099122 | Digital Service | Digital Service | Actual Cost | MXN | - | - | 0 | 0 | LATAM | Mexico | Voice & Conferencing | Voice | Other | Digital Service
1000099159 | Digital Service | Digital Service_Filal | Actual Cost | MXN | - | - | 0 | 0 | LATAM | Mexico | Voice & Conferencing | Voice | Other | Digital Service
10131000056488 | Email | Email 2010_Regional | User | USD | 3.589 | 6.18 | 8.9 | 8.9 | Asia | Regional | Messaging & Mobile | Messaging | Email | Email
10131000056389 | Email | Email 2010 | User | USD | 9.28 | - | 11.4 | 11.4 | NAM | US | Messaging & Mobile | Messaging | Email | Email
10131000018319 | Email | Email_JP | Mailbox | JPY | 20.8852 | - | 3125 | 31.9 | Japan | Japan | Messaging & Mobile | Messaging | Email | Email
10131000052491 | Email | Email_JP CSJ | Mailbox | JPY | 20.8852 | - | 3125 | 31.9 | Japan | Japan | Messaging & Mobile | Messaging | Email | Email
10131000056393 | Email (LATAM) | Email (LATAM) | Account | USD | 2.5 | - | 2.5 | 2.5 | NAM | US | Messaging & Mobile | Messaging | Email | Email Support (LATAM)
1000099081 | Email (LATAM) | Email (LATAM)_Infrastructure | Account | MXN | - | - | 29.65 | 2.2896 | LATAM | Mexico | Messaging & Mobile | Messaging | Email | Email Support (LATAM)
1000099082 | Email (LATAM) | Email (LATAM)_Support | Account | MXN | - | - | 48 | 3.7066 | LATAM | Mexico | Messaging & Mobile | Messaging | Email | Email Support (LATAM)
1000099089 | Email (LATAM) | Email (LATAM)_Infrastructure_Filial | Account | MXN | - | - | 36.54 | 2.8216 | LATAM | Mexico | Messaging & Mobile | Messaging | Email | Email Support (LATAM)
1000099090 | Email (LATAM) | Email (LATAM)_Support_Filial | Account | MXN | - | - | 59.16 | 4.5683 | LATAM | Mexico | Messaging & Mobile | Messaging | Email | Email Support (LATAM)
10131000056490 | Email 3 GB Upgrade | Email 2010 3 GB Upgrade_Regional | User | USD | 6.01 | - | 4.75 | 4.75 | Asia | Regional | Messaging & Mobile | Messaging | Email | Email 3 GB Upgrade
10131000056391 | Email 3 GB Upgrade | Email 2010 3 GB Upgrade | User | USD | 14.08 | - | 4.8 | 4.8 | NAM | US | Messaging & Mobile | Messaging | Email | Email 3 GB Upgrade
10131000052496 | Email Archive Personal | Email Archive Personal_JP | GB | JPY | 12.4686 | - | 3500 | 35.73 | Japan | Japan | Messaging & Mobile | Messaging | Email | Email Archive Personal
10131000051726 | Email Archive Personal | Email Archive Personal_JP CSJ | GB | JPY | 12.4686 | - | 3500 | 35.73 | Japan | Japan | Messaging & Mobile | Messaging | Email | Email Archive Personal
10131000056495 | Email Archive Personal | Email Archive Personal_Regional | GB | USD | 20 | - | 29.94 | 29.94 | Asia | Regional | Messaging & Mobile | Messaging | Email | Email Archive Personal
10131000056395 | Email Archive Personal | Email Archive Personal | GB | USD | 20 | - | 20 | 20 | NAM | US | Messaging & Mobile | Messaging | Email | Email Archive Personal
1000099100 | Email Archive Personal | Email Archive Personal | GB | MXN | - | - | 256.336 | 19.7943 | LATAM | Mexico | Messaging & Mobile | Messaging | Email | Email Archive Personal
1000099101 | Email Archive Personal | Email Archive Personal_Filial | GB | MXN | - | - | 315.9341 | 24.3965 | LATAM | Mexico | Messaging & Mobile | Messaging | Email | Email Archive Personal
10131000058095 | Email Compliance Archive | Email Compliance Archive | User | USD | - | - | 7.26 | 7.26 | NAM | US | Messaging & Mobile | Messaging | Email | Email Compliance Archive
10131000037483 | Executive Video Device | Executive Video Device_UK | Device | GBP | 144.3561 | - | 181.11 | 277.5471 | EMEA | United Kingdom | Voice & Conferencing | Conferencing | Executive Video Device | Executive Video Device
10131000029592 | Executive Video Device | Executive Video Device_Regional | Device | USD | 149 | - | 145.52 | 145.52 | Asia | Regional | Voice & Conferencing | Conferencing | Executive Video Device | Executive Video Device
10131000018771 | Executive Video Device | Executive Video Device | Device | USD | 149 | - | 145 | 145 | NAM | US | Voice & Conferencing | Conferencing | Executive Video Device | Executive Video Device
10131000039824 | Executive Video Device | Executive Video Device_JP | Device | JPY | 287.5862 | - | 31077 | 317.25 | Japan | Japan | Voice & Conferencing | Conferencing | Executive Video Device | Executive Video Device
10131000051761 | Executive Video Device | Executive Video Device_JP CSJ | Device | JPY | 287.5862 | - | 31077 | 317.25 | Japan | Japan | Voice & Conferencing | Conferencing | Executive Video Device | Executive Video Device
10131000057190 | Executive Video Support | Executive Video Support | Device | USD | 201 | - | 213 | 213 | NAM | US | Voice & Conferencing | Conferencing | Executive Video Support | Executive Video Support
1000099040 | GL BRASIL | GL BRASIL | Application | MXN | - | - | 255612 | 19738.3784 | LATAM | Mexico | Data Center | Application Hosting | Other | GL BRASIL
10131000019684 | Global Desktop Fax | Global Desktop Fax | Actual Cost | USD | 0 | - | 0 | 0 | NAM | US | Messaging & Mobile | Messaging | Global Desktop Fax | Global Desktop Fax
10131000019704 | Global Desktop Fax | Global Desktop Fax | Actual Cost | USD | 0 | - | 0 | 0 | NAM | US | Messaging & Mobile | Messaging | Global Desktop Fax | Global Desktop Fax
1000099050 | IMPRESORA DE IMPACTO | IMPRESORA DE IMPACTO | Device | MXN | - | - | 232.22 | 17.932 | LATAM | Mexico | Desktop | Other Desktop | Local Product | IMPRESORA DE IMPACTO
1000099070 | IMPRESORA DE IMPACTO | IMPRESORA DE IMPACTO FILIAL | Device | MXN | - | - | 285.6989 | 22.0617 | LATAM | Mexico | Desktop | Other Desktop | Local Product | IMPRESORA DE IMPACTO
10131000020946 | In-Country Non-Consumable Charges | In-Country Non-Consumable Charges_DZ | Actual Cost | DZD | 0 | - | 0 | 0 | EMEA | Algeria | Data Center | Application Hosting | In-Country Non-Consumable Charges | In-Country Non-Consumable Charges
10131000020948 | In-Country Non-Consumable Charges | In-Country Non-Consumable Charges_BG | Actual Cost | BGN | 0 | - | 0 | 0 | EMEA | Bulgaria | Data Center | Application Hosting | In-Country Non-Consumable Charges | In-Country Non-Consumable Charges
10131000020951 | In-Country Non-Consumable Charges | In-Country Non-Consumable Charges_CZ | Actual Cost | CZK | 0 | - | 1e-08 | 5.1279e-10 | EMEA | Czech | Data Center | Application Hosting | In-Country Non-Consumable Charges | In-Country Non-Consumable Charges
10131000057668 | In-Country Non-Consumable Charges | In-Country Non-Consumable Charges_GA | Actual Cost | XOF | 0 | - | 1e-08 | 2.0248e-11 | EMEA | Gabon | Data Center | Application Hosting | In-Country Non-Consumable Charges | In-Country Non-Consumable Charges
10131000020975 | In-Country Non-Consumable Charges | In-Country Non-Consumable Charges_DE | Actual Cost | EUR | 0 | - | 1e-08 | 1.328e-08 | EMEA | Germany | Data Center | Application Hosting | In-Country Non-Consumable Charges | In-Country Non-Consumable Charges
10131000020953 | In-Country Non-Consumable Charges | In-Country Non-Consumable Charges_HU | Actual Cost | HUF | 0 | - | 1e-08 | 4.3821e-11 | EMEA | Hungary | Data Center | Application Hosting | In-Country Non-Consumable Charges | In-Country Non-Consumable Charges
10131000020976 | In-Country Non-Consumable Charges | In-Country Non-Consumable Charges_IE | Actual Cost | EUR | 0 | - | 1e-08 | 1.328e-08 | EMEA | Ireland | Data Center | Application Hosting | In-Country Non-Consumable Charges | In-Country Non-Consumable Charges
10131000020977 | In-Country Non-Consumable Charges | In-Country Non-Consumable Charges_IT | Actual Cost | EUR | 0 | - | 1e-08 | 1.328e-08 | EMEA | Italy | Data Center | Application Hosting | In-Country Non-Consumable Charges | In-Country Non-Consumable Charges
10131000020955 | In-Country Non-Consumable Charges | In-Country Non-Consumable Charges_KZ | Actual Cost | KZT | 0 | - | 1e-08 | 6.231e-11 | EMEA | Kazakhstan | Data Center | Application Hosting | In-Country Non-Consumable Charges | In-Country Non-Consumable Charges
10131000020979 | In-Country Non-Consumable Charges | In-Country Non-Consumable Charges_KW | Actual Cost | KWD | 0 | - | 1e-08 | 3.4997e-08 | EMEA | Kuwait | Data Center | Application Hosting | In-Country Non-Consumable Charges | In-Country Non-Consumable Charges
10131000020957 | In-Country Non-Consumable Charges | In-Country Non-Consumable Charges_LB | Actual Cost | LBP | 0 | - | 1e-08 | 6.6335e-12 | EMEA | Lebanon | Data Center | Application Hosting | In-Country Non-Consumable Charges | In-Country Non-Consumable Charges
10131000020958 | In-Country Non-Consumable Charges | In-Country Non-Consumable Charges_MA | Actual Cost | MAD | 0 | - | 1e-08 | 1.145e-09 | EMEA | Morocco | Data Center | Application Hosting | In-Country Non-Consumable Charges | In-Country Non-Consumable Charges
10131000020959 | In-Country Non-Consumable Charges | In-Country Non-Consumable Charges_NG | Actual Cost | NGN | 0 | - | 1e-08 | 6.0227e-11 | EMEA | Nigeria | Data Center | Application Hosting | In-Country Non-Consumable Charges | In-Country Non-Consumable Charges
10131000020960 | In-Country Non-Consumable Charges | In-Country Non-Consumable Charges_PK | Actual Cost | PKR | 0 | - | 1e-08 | 9.1382e-11 | EMEA | Pakistan | Data Center | Application Hosting | In-Country Non-Consumable Charges | In-Country Non-Consumable Charges
10131000020963 | In-Country Non-Consumable Charges | In-Country Non-Consumable Charges_RO | Actual Cost | RON | 0 | - | 1e-08 | 2.9191e-09 | EMEA | Romania | Data Center | Application Hosting | In-Country Non-Consumable Charges | In-Country Non-Consumable Charges
10131000020964 | In-Country Non-Consumable Charges | In-Country Non-Consumable Charges_RU | Actual Cost | RUB | 0 | - | 1e-08 | 2.9146e-10 | EMEA | Russia | Data Center | Application Hosting | In-Country Non-Consumable Charges | In-Country Non-Consumable Charges
10131000020966 | In-Country Non-Consumable Charges | In-Country Non-Consumable Charges_SN | Actual Cost | XOF | 0 | - | 1e-08 | 2.0248e-11 | EMEA | Senegal | Data Center | Application Hosting | In-Country Non-Consumable Charges | In-Country Non-Consumable Charges
10131000020968 | In-Country Non-Consumable Charges | In-Country Non-Consumable Charges_SK | Actual Cost | EUR | 0 | - | 1e-08 | 1.328e-08 | EMEA | Slovakia | Data Center | Application Hosting | In-Country Non-Consumable Charges | In-Country Non-Consumable Charges
10131000020969 | In-Country Non-Consumable Charges | In-Country Non-Consumable Charges_ZA | Actual Cost | ZAR | 0 | - | 1e-08 | 9.6662e-10 | EMEA | South Africa | Data Center | Application Hosting | In-Country Non-Consumable Charges | In-Country Non-Consumable Charges
10131000020970 | In-Country Non-Consumable Charges | In-Country Non-Consumable Charges_TZ | Actual Cost | TZS | 0 | - | 1e-08 | 5.664e-12 | EMEA | Tanzania | Data Center | Application Hosting | In-Country Non-Consumable Charges | In-Country Non-Consumable Charges
10131000020971 | In-Country Non-Consumable Charges | In-Country Non-Consumable Charges_TR | Actual Cost | TRY | 0 | - | 1e-08 | 4.8454e-09 | EMEA | Turkey | Data Center | Application Hosting | In-Country Non-Consumable Charges | In-Country Non-Consumable Charges
10131000020972 | In-Country Non-Consumable Charges | In-Country Non-Consumable Charges_UA | Actual Cost | UAH | 0 | - | 1e-08 | 1.185e-09 | EMEA | Ukraine | Data Center | Application Hosting | In-Country Non-Consumable Charges | In-Country Non-Consumable Charges
10131000020982 | In-Country Non-Consumable Charges | In-Country Non-Consumable Charges_GR | Actual Cost | EUR | - | - | 1e-08 | 1.328e-08 | EMEA | Greece | Data Center | Application Hosting | In-Country Non-Consumable Charges | In-Country Non-Consumable Charges
10131000020986 | In-Country Non-Consumable Charges | In-Country Non-Consumable Charges_ES | Actual Cost | EUR | - | - | 1e-08 | 1.328e-08 | EMEA | Spain | Data Center | Application Hosting | In-Country Non-Consumable Charges | In-Country Non-Consumable Charges
1000099055 | INSTALACION Y ATENCION PERSONALIZADA DEL SERVICIO DE B.E. | INSTALACION Y ATENCION PERSONALIZADA DEL SERVICIO DE B.E. | Ticket | MXN | - | - | 432.14 | 33.3699 | LATAM | Mexico | Desktop | Other Desktop | Local Product | INSTALACION Y ATENCION PERSONALIZADA DEL SERVICIO DE B.E.
10131000022737 | Interactive Voice Recognition (IVR) | Interactive Voice Recognition (IVR)_EG | By Port | EGP | 0 | - | 1e-08 | 1.2513e-09 | EMEA | Egypt | Voice & Conferencing | Voice | Interactive Voice Recognition (IVR) | Interactive Voice Recognition (IVR)
10131000022746 | Interactive Voice Recognition (IVR) | Interactive Voice Recognition (IVR)_DE | By Port | EUR | 0 | - | 1e-08 | 1.328e-08 | EMEA | Germany | Voice & Conferencing | Voice | Interactive Voice Recognition (IVR) | Interactive Voice Recognition (IVR)
10131000022742 | Interactive Voice Recognition (IVR) | Interactive Voice Recognition (IVR)_UK | By Port | GBP | 0 | - | 1e-08 | 1.5325e-08 | EMEA | United Kingdom | Voice & Conferencing | Voice | Interactive Voice Recognition (IVR) | Interactive Voice Recognition (IVR)
10131000022744 | Interactive Voice Recognition (IVR) | Interactive Voice Recognition (IVR)_UK | By Port | GBP | 0 | - | 1e-08 | 1.5325e-08 | EMEA | United Kingdom | Voice & Conferencing | Voice | Interactive Voice Recognition (IVR) | Interactive Voice Recognition (IVR)
10131000029914 | Interactive Voice Recognition (IVR) | Interactive Voice Recognition (IVR)_UK | By Port | GBP | 0 | - | 1e-08 | 1.5325e-08 | EMEA | United Kingdom | Voice & Conferencing | Voice | Interactive Voice Recognition (IVR) | Interactive Voice Recognition (IVR)
10131000039489 | Interactive Voice Recognition (IVR) | Interactive Voice Recognition (IVR)_UK | By Port | USD | 0 | - | 1e-08 | 1e-08 | EMEA | United Kingdom | Voice & Conferencing | Voice | Interactive Voice Recognition (IVR) | Interactive Voice Recognition (IVR)
10131000022736 | Interactive Voice Recognition (IVR) | Interactive Voice Recognition (IVR)_CZ | By Port | CZK | 3.449 | - | 621.92 | 31.8912 | EMEA | Czech | Voice & Conferencing | Voice | Interactive Voice Recognition (IVR) | Interactive Voice Recognition (IVR)
10131000022739 | Interactive Voice Recognition (IVR) | Interactive Voice Recognition (IVR)_RU | By Port | RUB | 15.7717 | - | 980.01 | 28.5633 | EMEA | Russia | Voice & Conferencing | Voice | Interactive Voice Recognition (IVR) | Interactive Voice Recognition (IVR)
10131000022741 | Interactive Voice Recognition (IVR) | Interactive Voice Recognition (IVR)_TR | By Port | TRY | 127.6649 | - | 306.5 | 148.5114 | EMEA | Turkey | Voice & Conferencing | Voice | Interactive Voice Recognition (IVR) | Interactive Voice Recognition (IVR)
1000099048 | Internet Access | Internet Access | Connection | MXN | - | - | 131.18 | 10.1297 | LATAM | Mexico | Desktop | Other Desktop | Local Product | ACCESO INTERNET
1000099069 | Internet Access | Internet Access_Filial | Connection | MXN | - | - | 154.7901 | 11.9529 | LATAM | Mexico | Desktop | Other Desktop | Local Product | ACCESO INTERNET
10131000021536 | Internet Browsing | Internet Dedicated Charges_AU | Actual Cost | USD | 0 | - | 1e-08 | 0 | Asia | Australia | Network | Other Network | Internet Browsing | Internet Browsing
10131000021534 | Internet Browsing | Internet Dedicated Charges_Country | Actual Cost | USD | 0 | - | 1e-08 | 0 | Asia | Country (Shared) | Network | Other Network | Internet Browsing | Internet Browsing
10131000029531 | Internet Browsing | Internet Dedicated Charges_Regional | Actual Cost | USD | 0 | - | 1e-08 | 0 | Asia | Regional | Network | Other Network | Internet Browsing | Internet Browsing
10131000029587 | Internet Browsing | Internet Browsing_Regional | User | USD | 4 | - | 6.49 | 6.49 | Asia | Regional | Network | Other Network | Internet Browsing | Internet Browsing
10131000021710 | Internet Browsing | Internet Browsing_AU | User | USD | 16.78 | - | 5.1 | 5.1 | Asia | Australia | Network | Other Network | Internet Browsing | Internet Browsing
10131000056485 | Internet Browsing | Internet Browsing_KR | User | USD | - | - | 2.79 | 2.79 | Asia | Korea | Network | Other Network | Internet Browsing | Internet Browsing
1000099123 | Internet Browsing | Internet Browsing | Actual Cost | MXN | - | - | 0 | 0 | LATAM | Mexico | Network | Other Network | Internet Browsing | Internet Browsing
1000099160 | Internet Browsing | Internet Browsing_Filial | Actual Cost | MXN | - | - | 0 | 0 | LATAM | Mexico | Network | Other Network | Internet Browsing | Internet Browsing
10131000057958 | Intra CTI Allocation | Intra CTI Allocation_UK | Actual Cost | USD | - | - | 1e-08 | 1e-08 | EMEA | United Kingdom | Other | Fees / Taxes / Passthru | Intra CTI Allocation | Intra CTI Allocation
10131000019712 | Intra CTI Allocation | Intra CTI Allocation | Actual Cost | USD | - | - | 0 | 0 | NAM | US | Other | Fees / Taxes / Passthru | Intra CTI Allocation | Intra CTI Allocation - LATAM
10131000058553 | IPTV | IPTV_UK | Actual Cost | GBP | - | - | 1e-08 | 1.5325e-08 | EMEA | United Kingdom | Desktop | Other Desktop | IPTV | IPTV
10131000053715 | IVR Transaction | IVR Transaction_UK | Actual Cost | GBP | 0 | - | 1e-08 | 1.5325e-08 | EMEA | United Kingdom | Voice & Conferencing | Voice | IVR Transaction | IVR Transaction
10131000053739 | IVR Transaction | IVR Transaction_UK | Actual Cost | GBP | 0 | - | 1e-08 | 1.5325e-08 | EMEA | United Kingdom | Voice & Conferencing | Voice | IVR Transaction | IVR Transaction
10131000053741 | IVR Transaction | IVR Transaction_UK | Actual Cost | USD | 0 | - | 1e-08 | 1e-08 | EMEA | United Kingdom | Voice & Conferencing | Voice | IVR Transaction | IVR Transaction
10131000023353 | Laptop | Laptop_GA | Device | XOF | 0 | - | 1e-08 | 2.0248e-11 | EMEA | Gabon | Desktop | Device | Laptop | Laptop
10131000023394 | Laptop | Laptop_PT | Device | EUR | 0 | - | 1e-08 | 1.328e-08 | EMEA | Portugal | Desktop | Device | Laptop | Laptop
10131000023362 | Laptop | Laptop_PK | Device | PKR | 17.7757 | - | 22349.77 | 204.2359 | EMEA | Pakistan | Desktop | Device | Laptop | Laptop
10131000023368 | Laptop | Laptop_RU | Device | RUB | 18.1412 | - | 4319.47 | 125.8948 | EMEA | Russia | Desktop | Device | Laptop | Laptop
10131000023364 | Laptop | Laptop_PL | Device | PLN | 22.2439 | - | 622.82 | 192.1194 | EMEA | Poland | Desktop | Device | Laptop | Laptop
10131000021714 | Laptop | Laptop_HK | Device | USD | 23.78 | - | 59.56 | 59.56 | Asia | Hong Kong | Desktop | Device | Laptop | Laptop
10131000021718 | Laptop | Laptop_MY | Device | USD | 23.92 | - | 45.7 | 45.7 | Asia | Malaysia | Desktop | Device | Laptop | Laptop
10131000057333 | Laptop | Laptop_VN | Device | USD | 25.3 | - | 97.79 | 97.79 | Asia | Vietnam | Desktop | Device | Laptop | Laptop
10131000021722 | Laptop | Laptop_TW | Device | USD | 25.5 | - | 70.83 | 70.83 | Asia | Taiwan | Desktop | Device | Laptop | Laptop
10131000021721 | Laptop | Laptop_TH | Device | USD | 25.53 | - | 68.13 | 68.13 | Asia | Thailand | Desktop | Device | Laptop | Laptop
10131000021720 | Laptop | Laptop_SG | Device | USD | 25.6 | - | 57.04 | 57.04 | Asia | Singapore | Desktop | Device | Laptop | Laptop
10131000021712 | Laptop | Laptop_AU | Device | USD | 25.77 | - | 120.31 | 120.31 | Asia | Australia | Desktop | Device | Laptop | Laptop
10131000021719 | Laptop | Laptop_PH | Device | USD | 26.18 | - | 33.98 | 33.98 | Asia | Philippines | Desktop | Device | Laptop | Laptop
10131000021717 | Laptop | Laptop_KR | Device | USD | 26.46 | - | 150.86 | 150.86 | Asia | Korea | Desktop | Device | Laptop | Laptop
10131000021713 | Laptop | Laptop_CN | Device | USD | 27.15 | - | 52.57 | 52.57 | Asia | China | Desktop | Device | Laptop | Laptop
10131000023354 | Laptop | Laptop_HU | Device | HUF | 27.6463 | - | 35159.11 | 154.0695 | EMEA | Hungary | Desktop | Device | Laptop | Laptop
10131000021716 | Laptop | Laptop_IN | Device | USD | 27.9 | - | 72.18 | 72.18 | Asia | India | Desktop | Device | Laptop | Laptop
10131000023372 | Laptop | Laptop_SK | Device | EUR | 28.2224 | - | 269.39 | 357.7551 | EMEA | Slovakia | Desktop | Device | Laptop | Laptop
10131000021715 | Laptop | Laptop_ID | Device | USD | 29.51 | - | 50.18 | 50.18 | Asia | Indonesia | Desktop | Device | Laptop | Laptop
10131000023377 | Laptop | Laptop_TR | Device | TRY | 32.6809 | - | 1001.62 | 485.3247 | EMEA | Turkey | Desktop | Device | Laptop | Laptop
10131000023366 | Laptop | Laptop_RO | Device | RON | 33.0612 | - | 875.14 | 255.4626 | EMEA | Romania | Desktop | Device | Laptop | Laptop
10131000023351 | Laptop | Laptop_CZ | Device | CZK | 37.041 | - | 3297.34 | 169.0829 | EMEA | Czech | Desktop | Device | Laptop | Laptop
10131000023340 | Laptop | Laptop_JP | Device | JPY | 50.1404 | - | 24354 | 248.62 | Japan | Japan | Desktop | Device | Laptop | Laptop
10131000052477 | Laptop | Laptop_JP CSJ | Device | JPY | 50.1404 | - | 24354 | 248.62 | Japan | Japan | Desktop | Device | Laptop | Laptop
10131000023383 | Laptop | Laptop_UK | Device | GBP | 54.8631 | - | 124.9 | 191.4065 | EMEA | United Kingdom | Desktop | Device | Laptop | Laptop
10131000023386 | Laptop | Laptop_UK | Device | GBP | 54.8631 | - | 124.9 | 191.4065 | EMEA | United Kingdom | Desktop | Device | Laptop | Laptop
10131000039375 | Laptop | Laptop_UK | Device | USD | 55.12 | - | 191.4 | 191.4 | EMEA | United Kingdom | Desktop | Device | Laptop | Laptop
10131000023346 | Laptop | Laptop_BG | Device | BGN | 59.337 | - | 339.7645 | 230.2977 | EMEA | Bulgaria | Desktop | Device | Laptop | Laptop
10131000023378 | Laptop | Laptop_AE | Device | AED | 60.3812 | - | 1062.56 | 289.2894 | EMEA | United Arab Emirates (UAE) | Desktop | Device | Laptop | Laptop
10131000033957 | Laptop | Laptop_CA | Device | CAD | 61.5385 | - | 170.4 | 170.4 | NAM | Canada | Desktop | Device | Laptop | Laptop
10131000033953 | Laptop | Laptop_US | Device | USD | 62 | - | 170.4 | 170.4 | NAM | US | Desktop | Device | Laptop | Laptop
10131000023352 | Laptop | Laptop_EG | Device | EGP | 65.7275 | - | 2047.76 | 256.2458 | EMEA | Egypt | Desktop | Device | Laptop | Laptop
10131000023393 | Laptop | Laptop_NL | Device | EUR | 66.7456 | - | 323.5 | 429.6142 | EMEA | Netherlands | Desktop | Device | Laptop | Laptop
10131000056980 | Laptop | Laptop_ES | Device | EUR | 71.3339 | - | 137.5424 | 182.659 | EMEA | Spain | Desktop | Device | Laptop | Laptop
10131000023344 | Laptop | Laptop_DZ | Device | DZD | 72.6875 | - | 94499.5 | 1169.6798 | EMEA | Algeria | Desktop | Device | Laptop | Laptop
10131000023380 | Laptop | Laptop_UA | Device | UAH | 73.4723 | - | 2766.98 | 327.8866 | EMEA | Ukraine | Desktop | Device | Laptop | Laptop
10131000023358 | Laptop | Laptop_KZ | Device | KZT | 78.2692 | - | 77796.53 | 484.7472 | EMEA | Kazakhstan | Desktop | Device | Laptop | Laptop
10131000023389 | Laptop | Laptop_IE | Device | EUR | 84.236 | - | 151.24 | 200.8496 | EMEA | Ireland | Desktop | Device | Laptop | Laptop
10131000023405 | Laptop | Laptop_ES | Device | EUR | 89.8308 | - | 228.86 | 303.9305 | EMEA | Spain | Desktop | Device | Laptop | Laptop
10131000023392 | Laptop | Laptop_LU | Device | EUR | 100.5498 | - | 373.66 | 496.2277 | EMEA | Luxembourg | Desktop | Device | Laptop | Laptop
10131000023361 | Laptop | Laptop_NG | Device | NGN | 105.8085 | - | 80657.62 | 485.7797 | EMEA | Nigeria | Desktop | Device | Laptop | Laptop
10131000023357 | Laptop | Laptop_JO | Device | JOD | 112.1439 | - | 543.52 | 766.6008 | EMEA | Jordan | Desktop | Device | Laptop | Laptop
10131000023347 | Laptop | Laptop_CM | Device | XOF | 114.1031 | - | 403713.38 | 817.4496 | EMEA | Cameroon | Desktop | Device | Laptop | Laptop
10131000023387 | Laptop | Laptop_FR | Device | EUR | 125.6481 | - | 222.69 | 295.7366 | EMEA | France | Desktop | Device | Laptop | Laptop
10131000023345 | Laptop | Laptop_BH | Device | USD | 129.6 | - | 682.43 | 682.43 | EMEA | Bahrain | Desktop | Device | Laptop | Laptop
10131000023391 | Laptop | Laptop_IT | Device | EUR | 132.3148 | - | 514.82 | 683.6909 | EMEA | Italy | Desktop | Device | Laptop | Laptop
10131000023396 | Laptop | Laptop_CH | Device | CHF | 136.0565 | - | 363.89 | 393.9855 | EMEA | Switzerland | Desktop | Device | Laptop | Laptop
10131000023373 | Laptop | Laptop_ZA | Device | ZAR | 159.6632 | - | 4544.13 | 439.2467 | EMEA | South Africa | Desktop | Device | Laptop | Laptop
10131000023379 | Laptop | Laptop_UG | Device | UGX | 161.8847 | - | 3692849.914 | 1321.8618 | EMEA | Uganda | Desktop | Device | Laptop | Laptop
10131000023375 | Laptop | Laptop_TN | Device | TND | 164.5256 | - | 1119.64 | 645.3142 | EMEA | Tunisia | Desktop | Device | Laptop | Laptop
10131000023356 | Laptop | Laptop_IL | Device | ILS | 194.9082 | - | 2591.37 | 724.208 | EMEA | Israel | Desktop | Device | Laptop | Laptop
10131000023348 | Laptop | Laptop_CG | Device | USD | 206.95 | - | 891.44 | 891.44 | EMEA | Congo | Desktop | Device | Laptop | Laptop
10131000023397 | Laptop | Laptop_KW | Device | KWD | 209.1437 | - | 280.1187 | 980.3439 | EMEA | Kuwait | Desktop | Device | Laptop | Laptop
10131000023374 | Laptop | Laptop_TZ | Device | TZS | 210.785 | - | 1662506.83 | 941.6411 | EMEA | Tanzania | Desktop | Device | Laptop | Laptop
10131000023388 | Laptop | Laptop_DE | Device | EUR | 211.152 | - | 441.3 | 586.0549 | EMEA | Germany | Desktop | Device | Laptop | Laptop
10131000023360 | Laptop | Laptop_MA | Device | MAD | 222.5127 | - | 8148.67 | 932.9997 | EMEA | Morocco | Desktop | Device | Laptop | Laptop
10131000023370 | Laptop | Laptop_SN | Device | XOF | 265.0453 | - | 644726.44 | 1305.4593 | EMEA | Senegal | Desktop | Device | Laptop | Laptop
10131000023359 | Laptop | Laptop_KE | Device | KES | 300.3003 | - | 82780.25 | 880.0151 | EMEA | Kenya | Desktop | Device | Laptop | Laptop
10131000023381 | Laptop | Laptop_ZM | Device | ZMK | 308.917 | - | 6952876.45 | 1173.35 | EMEA | Zambia | Desktop | Device | Laptop | Laptop
10131000023395 | Laptop | Laptop_ES | Device | EUR | 342.3688 | - | 646.64 | 858.7504 | EMEA | Spain | Desktop | Device | Laptop | Laptop
10131000023349 | Laptop | Laptop_CI | Device | XOF | - | - | 1e-08 | 2.0248e-11 | EMEA | Cote D'Ivoir | Desktop | Device | Laptop | Laptop
10131000028090 | Laptop | Laptop_GR | Device | EUR | - | - | 73.21 | 97.2243 | EMEA | Greece | Desktop | Device | Laptop | Laptop
10131000058864 | Laptop | Laptop_IN | Device | USD | - | - | 103.2 | 103.2 | Asia | India | Desktop | Device | Laptop | Laptop
10131000058865 | Laptop | Laptop_KR | Device | USD | - | - | 316.54 | 316.54 | Asia | Korea | Desktop | Device | Laptop | Laptop
1000099060 | Laptop | Laptop | Device | MXN | - | - | 501.5 | 38.7259 | LATAM | Mexico | Desktop | Device | Laptop | Laptop
1000099072 | Laptop | Laptop | Device | MXN | - | - | 611.896 | 47.2507 | LATAM | Mexico | Desktop | Device | Laptop | Laptop
10131000058316 | Laptop | Laptop_PL | Device | PLN | - | - | 268.5 | 82.8234 | EMEA | Poland | Desktop | Device | Laptop | Laptop
10131000023398 | Laptop | Laptop_QA | Device | USD | - | - | 1e-08 | 1e-08 | EMEA | Qatar | Desktop | Device | Laptop | Laptop
10131000058866 | Laptop | Laptop_TW | Device | USD | - | - | 149.89 | 149.89 | Asia | Taiwan | Desktop | Device | Laptop | Laptop
1000099112 | LARGA DISTANCIA INTERNACIONAL | LARGA DISTANCIA INTERNACIONAL | Minute | MXN | - | - | 1.12 | 0.086486 | LATAM | Mexico | Voice & Conferencing | Voice | Other | LARGA DISTANCIA INTERNACIONAL
1000099149 | LARGA DISTANCIA INTERNACIONAL | LARGA DISTANCIA INTERNACIONAL Filial | Minute | MXN | - | - | 1.28 | 0.098842 | LATAM | Mexico | Voice & Conferencing | Voice | Other | LARGA DISTANCIA INTERNACIONAL
1000099113 | LARGA DISTANCIA MUNDIAL | LARGA DISTANCIA MUNDIAL | Minute | MXN | - | - | 5.99 | 0.46255 | LATAM | Mexico | Voice & Conferencing | Voice | Other | LARGA DISTANCIA MUNDIAL
1000099150 | LARGA DISTANCIA MUNDIAL | LARGA DISTANCIA MUNDIAL Filial | Minute | MXN | - | - | 6.67 | 0.51506 | LATAM | Mexico | Voice & Conferencing | Voice | Other | LARGA DISTANCIA MUNDIAL
1000099114 | LARGA DISTANCIA NACIONAL | LARGA DISTANCIA NACIONAL | Minute | MXN | - | - | 0.66 | 0.050965 | LATAM | Mexico | Voice & Conferencing | Voice | Other | LARGA DISTANCIA NACIONAL
1000099151 | LARGA DISTANCIA NACIONAL | LARGA DISTANCIA NACIONAL Filial | Minute | MXN | - | - | 0.72 | 0.055598 | LATAM | Mexico | Voice & Conferencing | Voice | Other | LARGA DISTANCIA NACIONAL
1000099115 | LARGA DISTANCIA POR COBRAR | C. D. LARGA DISTANCIA POR COBRAR | Actual Cost | MXN | - | - | 0 | 0 | LATAM | Mexico | Voice & Conferencing | Voice | Other | LARGA DISTANCIA POR COBRAR
1000099152 | LARGA DISTANCIA POR COBRAR | C. D. LARGA DISTANCIA POR COBRAR Filial | Actual Cost | MXN | - | - | 0 | 0 | LATAM | Mexico | Voice & Conferencing | Voice | Other | LARGA DISTANCIA POR COBRAR
1000099051 | LECTOR DE CHEQUES | LECTOR DE CHEQUES | Device | MXN | - | - | 119.3 | 9.2124 | LATAM | Mexico | Desktop | Other Desktop | Local Product | LECTOR DE CHEQUES
1000099043 | LIBERACION DE SOFTWARE | LIBERACION DE SOFTWARE | RFC | MXN | - | - | 2001 | 154.5174 | LATAM | Mexico | Data Center | Application Hosting | Other | LIBERACION DE SOFTWARE
1000099116 | LINEA INTELIGENTE CENTREX | LINEA INTELIGENTE CENTREX | Centrex Line | MXN | - | - | 217 | 16.7568 | LATAM | Mexico | Voice & Conferencing | Voice | Other | LINEA INTELIGENTE CENTREX
1000099153 | LINEA INTELIGENTE CENTREX | LINEA INTELIGENTE CENTREX Filial | Centrex Line | MXN | - | - | 236.94 | 18.2965 | LATAM | Mexico | Voice & Conferencing | Voice | Other | LINEA INTELIGENTE CENTREX
1000099117 | LLAMADA A CELULAR | LLAMADA A CELULAR | Minute | MXN | - | - | 1.6 | 0.12355 | LATAM | Mexico | Voice & Conferencing | Voice | Other | LLAMADA A CELULAR
1000099154 | LLAMADA A CELULAR | LLAMADA A CELULAR Filial | Minute | MXN | - | - | 1.77 | 0.13668 | LATAM | Mexico | Voice & Conferencing | Voice | Other | LLAMADA A CELULAR Filial
1000099130 | LLAMADA A CELULAR DE LARGA DISTANCIA | LLAMADA A CELULAR DE LARGA DISTANCIA | Minute | MXN | - | - | 2.89 | 0.22317 | LATAM | Mexico | Voice & Conferencing | Voice | Other | LLAMADA A CELULAR DE LARGA DISTANCIA
1000099167 | LLAMADA A CELULAR DE LARGA DISTANCIA | LLAMADA A CELULAR DE LARGA DISTANCIA Filial | Minute | MXN | - | - | 3.2 | 0.2471 | LATAM | Mexico | Voice & Conferencing | Voice | Other | LLAMADA A CELULAR DE LARGA DISTANCIA
1000099119 | LLAMADA AL SERVICIO 01900 | LLAMADA AL SERVICIO 01900 | Actual Cost | MXN | - | - | 0 | 0 | LATAM | Mexico | Voice & Conferencing | Voice | Other | LLAMADA AL SERVICIO 01900
1000099156 | LLAMADA AL SERVICIO 01900 | LLAMADA AL SERVICIO 01900 Filial | Actual Cost | MXN | - | - | 0 | 0 | LATAM | Mexico | Voice & Conferencing | Voice | Other | LLAMADA AL SERVICIO 01900
1000099118 | LLAMADA DE SERVICIO 800 | LLAMADA DE SERVICIO 800 | Minute | MXN | - | - | 0.73 | 0.056371 | LATAM | Mexico | Voice & Conferencing | Voice | Other | LLAMADA DE SERVICIO 800
1000099155 | LLAMADA DE SERVICIO 800 | LLAMADA DE SERVICIO 800 Filial | Minute | MXN | - | - | 0.8 | 0.061776 | LATAM | Mexico | Voice & Conferencing | Voice | Other | LLAMADA DE SERVICIO 800
10131000056330 | Mainframe - Block Storage | Mainframe - Block Storage | GB | USD | 0.55 | - | 0.45 | 0.45 | NAM | US | Data Center | Mainframe | Block Storage | Block Storage
10131000030981 | Mainframe - Block Storage | Mainframe - Block Storage | GB | GBP | 0.90271 | - | 0.68 | 1.0421 | EMEA | United Kingdom | Data Center | Mainframe | Block Storage | Block Storage
10131000056688 | Mainframe - Block Storage | Mainframe - Block Storage | GB | USD | 0.91 | - | 1.04 | 1.04 | EMEA | United Kingdom | Data Center | Mainframe | Block Storage | Block Storage
10131000020660 | Mainframe - Block Storage | Mainframe - Block Storage_KR | GB | USD | 1.15 | - | 2.04 | 2.04 | Asia | Korea | Data Center | Mainframe | Block Storage | Block Storage
10131000056648 | Mainframe - Block Storage | Mainframe - Block Storage | GB | USD | 2.14 | - | 1.95 | 1.95 | Asia | Regional | Data Center | Mainframe | Block Storage | Block Storage
1000058603 | Mainframe - Block Storage | Mainframe - Block Storage_CN | GB | USD | - | - | 2.95 | 2.95 | Asia | China | Data Center | Mainframe | Block Storage | Block Storage
1000099032 | Mainframe - Block Storage | Mainframe - Block Storage | GB | MXN | - | - | TBD | TBD | LATAM | Mexico | Data Center | Mainframe | Block Storage | Block Storage
10131000020662 | Mainframe - Business Applications | Mainframe - Business Applications | Actual Cost | USD | 0 | - | 1e-08 | 0 | Asia | Regional | Data Center | Mainframe | Business Applications | Business Applications
10131000023995 | Mainframe - Business Applications | Mainframe - Business Applications | Actual Cost | GBP | 0 | - | 1e-08 | 1.5325e-08 | EMEA | United Kingdom | Data Center | Mainframe | Business Applications | Business Applications
10131000023996 | Mainframe - Business Applications | Mainframe - Business Applications | Actual Cost | GBP | 0 | - | 1e-08 | 1.5325e-08 | EMEA | United Kingdom | Data Center | Mainframe | Business Applications | Business Applications
10131000053721 | Mainframe - Business Applications | Mainframe - Business Applications | Actual Cost | USD | 0 | - | 1e-08 | 1e-08 | EMEA | United Kingdom | Data Center | Mainframe | Business Applications | Business Applications
10131000055771 | Mainframe - Business Applications | Mainframe - Business Applications | Actual Cost | GBP | 0 | - | 1e-08 | 1.5325e-08 | EMEA | United Kingdom | Data Center | Mainframe | Business Applications | Business Applications
10131000009900 | Mainframe - Business Applications | Mainframe - Business Applications | Actual Cost | USD | 0 | - | 0 | 0 | NAM | US | Data Center | Mainframe | Business Applications | Business Applications
10131000053723 | Mainframe - Data on Tape | Mainframe - Data on Tape | GB | GBP | 0 | - | 1e-08 | 1.5325e-08 | EMEA | United Kingdom | Data Center | Mainframe | Storage | Tape Retention
10131000053726 | Mainframe - Data on Tape | Mainframe - Data on Tape | GB | GBP | 0 | - | 1e-08 | 1.5325e-08 | EMEA | United Kingdom | Data Center | Mainframe | Storage | Tape Retention
10131000053738 | Mainframe - Data on Tape | Mainframe - Data on Tape | GB | USD | 0 | - | 1e-08 | 1e-08 | EMEA | United Kingdom | Data Center | Mainframe | Storage | Tape Retention
10131000024055 | Mainframe - Data on Tape | Mainframe - Data on Tape | GB | USD | 0.323 | - | 0.35 | 0.35 | NAM | US | Data Center | Mainframe | Storage | Tape Retention
10131000024002 | Mainframe - Data on Tape | Mainframe - Data on Tape | GB | GBP | 0.68015 | - | 0.51 | 0.78156 | EMEA | United Kingdom | Data Center | Mainframe | Storage | Tape Retention
10131000024001 | Mainframe - Data on Tape | Mainframe - Data on Tape | GB | GBP | 0.71594 | - | 0.51 | 0.78156 | EMEA | United Kingdom | Data Center | Mainframe | Storage | Tape Retention
10131000056592 | Mainframe - Data on Tape | Mainframe - Data on Tape | GB | USD | 0.72 | - | 0.79 | 0.79 | EMEA | United Kingdom | Data Center | Mainframe | Storage | Tape Retention
10131000020664 | Mainframe - Data on Tape | Mainframe - Data on Tape_Regional | GB | USD | 1.5295 | 1.5 | 0.22 | 0.22 | Asia | Regional | Data Center | Mainframe | Storage | Tape Retention
1000058604 | Mainframe - Data on Tape | Mainframe - Data on Tape_CN | GB | USD | - | - | 0.37 | 0.37 | Asia | China | Data Center | Mainframe | Storage | Tape Retention
10131000024045 | Mainframe - Disaster Recovery Facility | Mainframe - Disaster Recovery Facility | Actual Cost | USD | 0 | - | 0 | 0 | NAM | US | Data Center | Mainframe | Diaster Recovery | Diaster Recovery
10131000024018 | Mainframe - General Purpose | Mainframe - General Purpose | MIPS | USD | 160 | - | 155 | 155 | NAM | US | Data Center | Mainframe | General Purpose | General Purpose
10131000023986 | Mainframe - General Purpose | Mainframe - General Purpose | MIPS | GBP | 194.7368 | - | 147.02 | 225.3049 | EMEA | United Kingdom | Data Center | Mainframe | General Purpose | General Purpose
10131000056594 | Mainframe - General Purpose | Mainframe - General Purpose | MIPS | USD | 195.63 | - | 225.3 | 225.3 | EMEA | United Kingdom | Data Center | Mainframe | General Purpose | General Purpose
10131000020645 | Mainframe - General Purpose | Mainframe - General Purpose_Regional | MIPS | USD | 198.2 | 222.76 | 223.67 | 223.67 | Asia | Regional | Data Center | Mainframe | General Purpose | General Purpose
10131000020648 | Mainframe - General Purpose | Mainframe - General Purpose_KR | MIPS | USD | 224.18 | - | 230.22 | 230.22 | Asia | Korea | Data Center | Mainframe | General Purpose | General Purpose
10131000039540 | Mainframe - General Purpose | Mainframe - General Purpose_JP | Custom | JPY | 2776.5426 | - | 316401 | 3229.97 | Japan | Japan | Data Center | Mainframe | General Purpose | General Purpose
1000058602 | Mainframe - General Purpose | Mainframe - General Purpose_CN | MIPS | USD | - | - | 326.69 | 326.69 | Asia | China | Data Center | Mainframe | General Purpose | General Purpose
10131000052452 | Mainframe - General Purpose | Mainframe - General Purpose_JP CSJ | Custom | JPY | - | - | 316401 | 3229.97 | Japan | Japan | Data Center | Mainframe | General Purpose | General Purpose
1000099001 | Mainframe - General Purpose | Mainframe - General Purpose | MIPS | MXN | - | - | TBD | TBD | LATAM | Mexico | Data Center | Mainframe | General Purpose | General Purpose
10131000056364 | Mainframe - High Availability (GDPS) | Mainframe - High Availability (GDPS) | MIPS | USD | 105 | - | 90 | 90 | NAM | US | Data Center | Mainframe | High Availability (GDPS) | High Availability (GDPS)
10131000056637 | Mainframe - High Availability (GDPS) | Mainframe - High Availability (GDPS) | MIPS | USD | 105.41 | - | 110.82 | 110.82 | Asia | Regional | Data Center | Mainframe | High Availability (GDPS) | High Availability (GDPS)
10131000023975 | Mainframe - Linux Server Hosting (IFL) | Mainframe - Linux Server Hosting (IFL) | Scaled Average MIPS | USD | 9 | - | 8.5 | 8.5 | NAM | US | Data Center | Mainframe | Linux Server Hosting (IFL) | Linux Server Hosting (IFL)
10131000024008 | Mainframe - Linux Server Hosting (IFL) | Mainframe - Linux Server Hosting (IFL) | Scaled Average MIPS | GBP | 18.1943 | - | 13.74 | 21.0562 | EMEA | United Kingdom | Data Center | Mainframe | Linux Server Hosting (IFL) | Linux Server Hosting (IFL)
10131000024009 | Mainframe - Linux Server Hosting (IFL) | Mainframe - Linux Server Hosting (IFL) | Scaled Average MIPS | GBP | 18.1943 | - | 13.74 | 21.0562 | EMEA | United Kingdom | Data Center | Mainframe | Linux Server Hosting (IFL) | Linux Server Hosting (IFL)
10131000024050 | Mainframe - Tape Backup for Mainframe (Slots) | Mainframe - Tape Backup for Mainframe (Slots) | Slot | USD | 0.9025 | - | 0.9 | 0.9 | NAM | US | Data Center | Mainframe | Storage | Tape Backup
1000099035 | Mainframe - Tape Backup for Mainframe (Slots) | Mainframe - Tape Backup for Mainframe (Slots) | Slot | MXN | - | - | TBD | TBD | LATAM | Mexico | Data Center | Mainframe | Storage | Tape Backup
10131000036493 | Mainframe - Transaction Process Environment (TPF) | Mainframe - Transaction Process Environment (TPF) | Actual Cost | USD | 0 | - | 0 | 0 | NAM | US | Data Center | Mainframe | Transaction Process Environment (TPF) | Transaction Process Environment (TPF)
10131000055781 | Mainframe - zIIP | Mainframe - zIIP | MIPS | GBP | 0 | - | 1e-08 | 1.5325e-08 | EMEA | United Kingdom | Data Center | Mainframe | zIIP | zIIP
10131000055784 | Mainframe - zIIP | Mainframe - zIIP | MIPS | GBP | 0 | - | 1e-08 | 1.5325e-08 | EMEA | United Kingdom | Data Center | Mainframe | zIIP | zIIP
10131000023977 | Mainframe - zIIP | Mainframe - zIIP | MIPS | USD | 2.95 | - | 2.95 | 2.95 | NAM | US | Data Center | Mainframe | zIIP | zIIP
10131000024062 | Mainframe - zIIP | Mainframe - zIIP | MIPS | USD | 2.95 | - | 2.95 | 2.95 | NAM | US | Data Center | Mainframe | zIIP | zIIP
10131000038966 | Mainframe - zIIP | Mainframe - zIIP | MIPS | USD | 3.96 | - | 4.72 | 4.72 | Asia | Regional | Data Center | Mainframe | zIIP | zIIP
1000099002 | Mainframe - zIIP | Mainframe - zIIP | MIPS | MXN | - | - | TBD | TBD | LATAM | Mexico | Data Center | Mainframe | zIIP | zIIP
1000099004 | Mainframe - Unisys | Mainframe - Unisys | MIPS | MXN | - | - | 14300 | 1104.2471 | LATAM | Mexico | Data Center | Mainframe | Unisys | Unisys
10131000053710 | Mainframe Storage - Consumer | Mainframe - Storage - Consumer | GB | GBP | 0 | - | 1e-08 | 1.5325e-08 | EMEA | United Kingdom | Data Center | Mainframe | Storage | Storage - Consumer
10131000053730 | Mainframe Storage - Consumer | Mainframe - Storage - Consumer | GB | USD | 0 | - | 1e-08 | 1e-08 | EMEA | United Kingdom | Data Center | Mainframe | Storage | Storage - Consumer
10131000053737 | Mainframe Storage - Consumer | Mainframe - Storage - Consumer | GB | GBP | 0 | - | 1e-08 | 1.5325e-08 | EMEA | United Kingdom | Data Center | Mainframe | Storage | Storage - Consumer
1000099003 | Mainframe - Tandem | Mainframe - Tandem | MIPS | MXN | - | - | 2912 | 224.8649 | LATAM | Mexico | Data Center | Mainframe | Tandem | Tandem
1000099111 | MCI Calling Card | MCI Calling Card | Actual Cost | MXN | - | - | 0 | 0 | LATAM | Mexico | Voice & Conferencing | Voice | Other | MCI Calling Card
1000099148 | MCI Calling Card | MCI Calling Card_Filial | Actual Cost | MXN | - | - | 0 | 0 | LATAM | Mexico | Voice & Conferencing | Voice | Other | MCI Calling Card
10131000007861 | Midrange - I-Series | Midrange - I-Series | Allocated CPWS | GBP | 0 | - | 1e-08 | 1.5325e-08 | EMEA | United Kingdom | Data Center | Mainframe | I-Series | I-Series
10131000053707 | Midrange - I-Series | Midrange - I-Series | Allocated CPWS | GBP | 0 | - | 1e-08 | 1.5325e-08 | EMEA | United Kingdom | Data Center | Mainframe | I-Series | I-Series
10131000053728 | Midrange - I-Series | Midrange - I-Series | Allocated CPWS | USD | 0 | - | 1e-08 | 1e-08 | EMEA | United Kingdom | Data Center | Mainframe | I-Series | I-Series
10131000020601 | Midrange - I-Series | Midrange - I-Series | Actual Cost | USD | 0 | - | 0 | 0 | NAM | US | Data Center | Mainframe | I-Series | I-Series
10131000022622 | Midrange - I-Series - Partition | Midrange - I-Series - Partition | Partition | USD | 833.3305 | - | 833.33 | 833.33 | NAM | US | Data Center | Mainframe | I-Series | Partition
10131000030971 | Midrange - I-Series - Storage | Midrange - I-Series - Storage | Allocated GB | GBP | 0 | - | 1e-08 | 1.5325e-08 | EMEA | United Kingdom | Data Center | Mainframe | I-Series | Storage
10131000053711 | Midrange - I-Series - Storage | Midrange - I-Series - Storage | Allocated GB | GBP | 0 | - | 1e-08 | 1.5325e-08 | EMEA | United Kingdom | Data Center | Mainframe | I-Series | Storage
10131000053713 | Midrange - I-Series - Storage | Midrange - I-Series - Storage | Allocated GB | USD | 0 | - | 1e-08 | 1e-08 | EMEA | United Kingdom | Data Center | Mainframe | I-Series | Storage
10131000054434 | Midrange - I-Series - Storage | Midrange - I-Series - Storage | Allocated GB | GBP | 0 | - | 1e-08 | 1.5325e-08 | EMEA | United Kingdom | Data Center | Mainframe | I-Series | Storage
10131000054867 | Midrange - I-Series - Storage | Midrange - I-Series - Storage | Allocated GB | GBP | 0 | - | 1e-08 | 1.5325e-08 | EMEA | United Kingdom | Data Center | Mainframe | I-Series | Storage
10131000022621 | Midrange - I-Series - Storage | Midrange - I-Series - Storage | Allocated GB | USD | 0.44 | - | 0.44 | 0.44 | NAM | US | Data Center | Mainframe | I-Series | Storage
10131000020605 | Midrange - I-Series - Storage | Midrange - I-Series - Storage | Allocated GB | USD | 1.57 | - | 1.55 | 1.55 | NAM | US | Data Center | Mainframe | I-Series | Storage
10131000020607 | Midrange - I-Series - Tape | Midrange - I-Series - Tape | Slot | USD | 5.48 | - | 5.4 | 5.4 | NAM | US | Data Center | Mainframe | I-Series | Tape
10131000020603 | Midrange - I-Series Processor | Midrange - I-Series - Processor | Allocated CPWS | USD | 5.03 | - | 5 | 5 | NAM | US | Data Center | Mainframe | I-Series | Processor
10131000053709 | Midrange - Stratus | Midrange - Stratus | Actual Cost | GBP | 0 | - | 1e-08 | 1.5325e-08 | EMEA | United Kingdom | Data Center | Mainframe | Stratus | Stratus
10131000053712 | Midrange - Stratus | Midrange - Stratus | Actual Cost | USD | 0 | - | 1e-08 | 1e-08 | EMEA | United Kingdom | Data Center | Mainframe | Stratus | Stratus
10131000054948 | Midrange - Stratus | Midrange - Stratus | Actual Cost | GBP | 0 | - | 1e-08 | 1.5325e-08 | EMEA | United Kingdom | Data Center | Mainframe | Stratus | Stratus
10131000055751 | Midrange - Stratus | Midrange - Stratus | Actual Cost | GBP | 0 | - | 1e-08 | 1.5325e-08 | EMEA | United Kingdom | Data Center | Mainframe | Stratus | Stratus
10131000035261 | Midrange - Stratus | Midrange - Stratus | TPMC | USD | 5.36 | - | 6.34 | 6.34 | Asia | Regional | Data Center | Mainframe | Stratus | Stratus
10131000035260 | Midrange - Stratus | Midrange - Stratus_JP | Custom | JPY | 106231.2363 | - | 197973 | 2021 | Japan | Japan | Data Center | Mainframe | Stratus | Stratus
10131000052459 | Midrange - Stratus | Midrange - Stratus_JP CSJ | Custom | JPY | - | - | 197973 | 2021 | Japan | Japan | Data Center | Mainframe | Stratus | Stratus
10131000058718 | Mobile Voice Recording | Mobile Voice Recording_JP | Actual Cost | JPY | - | - | 0 | 0 | Japan | Japan | Messaging & Mobile | Mobile | Voice Recording | Mobile Voice Recording
10131000058719 | Mobile Voice Recording | Mobile Voice Recording_JP CSJ | Actual Cost | JPY | - | - | 0 | 0 | Japan | Japan | Messaging & Mobile | Mobile | Voice Recording | Mobile Voice Recording
10131000058611 | Mobile Voice Recording | Mobile Voice Recording_UK | Actual Cost | GBP | - | - | 1e-08 | 1.5325e-08 | EMEA | United Kingdom | Messaging & Mobile | Mobile | Voice Recording | Mobile Voice Recording
10131000057847 | Mobile Voice Recording | Mobile Voice Recording | Actual Cost | USD | - | - | 0 | 0 | NAM | US | Messaging & Mobile | Mobile | Voice Recording | Mobile Voice Recording
10131000058619 | Mobile Wireless Carrier | Mobile Wireless Carrier_UK | Actual Cost | GBP | - | - | 1e-08 | 1.5325e-08 | EMEA | United Kingdom | Messaging & Mobile | Mobile | Mobile Wireless Carrier | Mobile Wireless Carrier
10131000057846 | Mobile Wireless Carrier | Mobile Wireless Carrier | Actual Cost | USD | - | - | 0 | 0 | NAM | US | Messaging & Mobile | Mobile | Mobile Wireless Carrier | Mobile Wireless Carrier
10131000020690 | Network Hardware Replication | Network Hardware Replication | GB | USD | 0.493 | - | 0.6 | 0.6 | Asia | Regional | Data Center | Application Hosting | Other | Network Replication
10131000020577 | Network Hardware Replication | Network Hardware Replication | GB | USD | 0.663 | - | 0.62 | 0.62 | NAM | US | Data Center | Application Hosting | Other | Network Replication
1000099034 | Network Hardware Replication | Network Hardware Replication | GB | MXN | - | - | 6.37 | 0.49189 | LATAM | Mexico | Data Center | Application Hosting | Other | Network Replication
1000099127 | Network Support and Maintance | SOPORTE Y MANTENIMIENTO DE RED | Extension | MXN | - | - | 225 | 17.3745 | LATAM | Mexico | Voice & Conferencing | Voice | Other | SOPORTE Y MANTENIMIENTO DE RED
1000099041 | ONDEMAND BRAZIL | ONDEMAND BRAZIL | Application | MXN | - | - | 878506 | 67838.3012 | LATAM | Mexico | Data Center | Application Hosting | Other | ONDEMAND BRAZIL
1000099044 | ONDEMAND ECS | ONDEMAND ECS | Application | MXN | - | - | 259129.89 | 20010.0301 | LATAM | Mexico | Data Center | Application Hosting | Other | ONDEMAND ECS
1000099136 | OPERACIÓN COCTEL | OPERACIÓN COCTEL | Actual Cost | MXN | - | - | 0 | 0 | LATAM | Mexico | Voice & Conferencing | Voice | Other | OPERACIÓN COCTEL
1000099173 | OPERACIÓN COCTEL | OPERACIÓN COCTEL_Filial | Actual Cost | MXN | - | - | 0 | 0 | LATAM | Mexico | Voice & Conferencing | Voice | Other | OPERACIÓN COCTEL
1000099056 | OPERACION DE ENTIDADES NO SUCURSALES 1 PLAZA | OPERACION DE ENTIDADES NO SUCURSALES 1 PLAZA | SUCURSAL | MXN | - | - | 2212 | 170.8108 | LATAM | Mexico | Desktop | Other Desktop | Local Product | OPERACION DE ENTIDADES NO SUCURSALES 1 PLAZA
1000099137 | OPERACIÓN DE PROCESOS | OPERACIÓN DE PROCESOS | Actual Cost | MXN | - | - | 0 | 0 | LATAM | Mexico | Voice & Conferencing | Voice | Other | OPERACIÓN DE PROCESOS
1000099174 | OPERACIÓN DE PROCESOS | OPERACIÓN DE PROCESO_Filial | Actual Cost | MXN | - | - | 0 | 0 | LATAM | Mexico | Voice & Conferencing | Voice | Other | OPERACIÓN DE PROCESOS
1000099057 | OPERACION DE SUCURSALES SORIBAN 2 PLAZAS | OPERACION DE SUCURSALES SORIBAN 2 PLAZAS | SUCURSAL | MXN | - | - | 4375 | 337.8378 | LATAM | Mexico | Desktop | Other Desktop | Local Product | OPERACION DE SUCURSALES SORIBAN 2 PLAZAS
10131000016845 | Premium Desktop | Premium Desktop_IT | Device | EUR | 0 | - | 1e-08 | 1.328e-08 | EMEA | Italy | Desktop | Device | Premium Desktop | Premium Desktop
10131000057332 | Premium Desktop | Premium Desktop_VN | Device | USD | 33.45 | - | 116.7 | 116.7 | Asia | Vietnam | Desktop | Device | Premium Desktop | Premium Desktop
10131000021685 | Premium Desktop | Premium Desktop_MY | Device | USD | 34.59 | - | 58.74 | 58.74 | Asia | Malaysia | Desktop | Device | Premium Desktop | Premium Desktop
10131000021680 | Premium Desktop | Premium Desktop_HK | Device | USD | 34.8 | - | 84.28 | 84.28 | Asia | Hong Kong | Desktop | Device | Premium Desktop | Premium Desktop
10131000021687 | Premium Desktop | Premium Desktop_SG | Device | USD | 36.66 | - | 72.44 | 72.44 | Asia | Singapore | Desktop | Device | Premium Desktop | Premium Desktop
10131000021689 | Premium Desktop | Premium Desktop_TW | Device | USD | 37 | - | 104.59 | 104.59 | Asia | Taiwan | Desktop | Device | Premium Desktop | Premium Desktop
10131000021688 | Premium Desktop | Premium Desktop_TH | Device | USD | 37.1 | - | 82.38 | 82.38 | Asia | Thailand | Desktop | Device | Premium Desktop | Premium Desktop
10131000021682 | Premium Desktop | Premium Desktop_ID | Device | USD | 37.54 | - | 56.23 | 56.23 | Asia | Indonesia | Desktop | Device | Premium Desktop | Premium Desktop
10131000021678 | Premium Desktop | Premium Desktop_AU | Device | USD | 37.69 | - | 136.47 | 136.47 | Asia | Australia | Desktop | Device | Premium Desktop | Premium Desktop
10131000021686 | Premium Desktop | Premium Desktop_PH | Device | USD | 38.11 | - | 40.36 | 40.36 | Asia | Philippines | Desktop | Device | Premium Desktop | Premium Desktop
10131000021684 | Premium Desktop | Premium Desktop_KR | Device | USD | 38.35 | - | 296.43 | 296.43 | Asia | Korea | Desktop | Device | Premium Desktop | Premium Desktop
10131000021679 | Premium Desktop | Premium Desktop_CN | Device | USD | 39.37 | - | 66.35 | 66.35 | Asia | China | Desktop | Device | Premium Desktop | Premium Desktop
10131000021683 | Premium Desktop | Premium Desktop_IN | Device | USD | 39.79 | - | 82.81 | 82.81 | Asia | India | Desktop | Device | Premium Desktop | Premium Desktop
10131000016849 | Premium Desktop | Premium Desktop_CZ | Device | CZK | 49.0235 | - | 3208.49 | 164.5268 | EMEA | Czech | Desktop | Device | Premium Desktop | Premium Desktop
10131000016840 | Premium Desktop | Premium Desktop_UK | Device | GBP | 66.5361 | - | 132.02 | 202.3178 | EMEA | United Kingdom | Desktop | Device | Premium Desktop | Premium Desktop
10131000016842 | Premium Desktop | Premium Desktop_UK | Device | GBP | 66.5361 | - | 132.02 | 202.3178 | EMEA | United Kingdom | Desktop | Device | Premium Desktop | Premium Desktop
10131000039382 | Premium Desktop | Premium Desktop_UK | Device | USD | 66.84 | - | 202.32 | 202.32 | EMEA | United Kingdom | Desktop | Device | Premium Desktop | Premium Desktop
10131000027895 | Premium Desktop | Premium Desktop_JP | Device | JPY | 76.6733 | - | 28250 | 288.39 | Japan | Japan | Desktop | Device | Premium Desktop | Premium Desktop
10131000052479 | Premium Desktop | Premium Desktop_JP CSJ | Device | JPY | 76.6733 | - | 28250 | 288.39 | Japan | Japan | Desktop | Device | Premium Desktop | Premium Desktop
10131000027897 | Premium Desktop | Premium Desktop_CA | Device | CAD | 96.2779 | - | 209.4 | 209.4 | NAM | Canada | Desktop | Device | Premium Desktop | Premium Desktop
10131000027892 | Premium Desktop | Premium Desktop | Device | USD | 97 | - | 209.4 | 209.4 | NAM | US | Desktop | Device | Premium Desktop | Premium Desktop
10131000016847 | Premium Desktop | Premium Desktop_CH | Device | CHF | 140.4909 | - | 423.93 | 458.9911 | EMEA | Switzerland | Desktop | Device | Premium Desktop | Premium Desktop
10131000016843 | Premium Desktop | Premium Desktop_FR | Device | EUR | 146.5633 | - | 213.37 | 283.3595 | EMEA | France | Desktop | Device | Premium Desktop | Premium Desktop
10131000016844 | Premium Desktop | Premium Desktop_DE | Device | EUR | - | - | 1e-08 | 1.328e-08 | EMEA | Germany | Desktop | Device | Premium Desktop | Premium Desktop
10131000058858 | Premium Desktop | Premium Desktop_IN | Device | USD | - | - | 115.09 | 115.09 | Asia | India | Desktop | Device | Premium Desktop | Premium Desktop
10131000058859 | Premium Desktop | Premium Desktop_KR | Device | USD | - | - | 328.43 | 328.43 | Asia | Korea | Desktop | Device | Premium Desktop | Premium Desktop
1000099063 | Premium Desktop | Premium Desktop | Device | MXN | - | - | 517.5 | 39.9614 | LATAM | Mexico | Desktop | Device | Premium Desktop | Premium Desktop
10131000058860 | Premium Desktop | Premium Desktop_TW | Device | USD | - | - | 161.38 | 161.38 | Asia | Taiwan | Desktop | Device | Premium Desktop | Premium Desktop
10131000027904 | Premium End User Support | Premium End User Support_RU | Actual Cost | RUB | 0 | - | 1e-08 | 2.9146e-10 | EMEA | Russia | Desktop | Support | Premium End User Support | Premium End User Support
10131000027909 | Premium End User Support | Premium End User Support_UK | Actual Cost | GBP | 0 | - | 1e-08 | 1.5325e-08 | EMEA | United Kingdom | Desktop | Support | Premium End User Support | Premium End User Support
10131000051992 | Premium End User Support | Premium End User Support_UK | Actual Cost | USD | 0 | - | 1e-08 | 1e-08 | EMEA | United Kingdom | Desktop | Support | Premium End User Support | Premium End User Support
10131000009408 | Premium End User Support | Premium End User Support_UK | Actual Cost | GBP | 0 | - | 39.2259 | 60.1129 | EMEA | United Kingdom | Desktop | Support | Premium End User Support | Premium End User Support
10131000056443 | Premium End User Support | Premium End User Support_SG | Device | USD | 59.9984 | - | 37.24 | 37.24 | Asia | Singapore | Desktop | Support | Premium End User Support | Premium End User Support
10131000056441 | Premium End User Support | Premium End User Support_HK | Device | USD | 64.3808 | - | 54.66 | 54.66 | Asia | Hong Kong | Desktop | Support | Premium End User Support | Premium End User Support
10131000017813 | Premium End User Support | Premium End User Support | Device | USD | 95.04 | - | 123 | 123 | NAM | US | Desktop | Support | Premium End User Support | Premium End User Support
10131000027900 | Premium End User Support | Premium End User Support_JP | Device | JPY | 117.0057 | - | 18043 | 184.19 | Japan | Japan | Desktop | Support | Premium End User Support | Premium End User Support
10131000052475 | Premium End User Support | Premium End User Support_JP CSJ | Device | JPY | 117.0057 | - | 18043 | 184.19 | Japan | Japan | Desktop | Support | Premium End User Support | Premium End User Support
10131000056430 | Premium End User Support | Premium End User Support_AU | Device | USD | 130.8912 | - | 60.93 | 60.93 | Asia | Australia | Desktop | Support | Premium End User Support | Premium End User Support
10131000027906 | Premium End User Support | Premium End User Support_ZA | Actual Cost | ZAR | 134.126 | - | 2022.95 | 195.5433 | EMEA | South Africa | Desktop | Support | Premium End User Support | Premium End User Support
10131000027910 | Premium End User Support | Premium End User Support_FR | Actual Cost | EUR | 194.5678 | - | 285.9 | 379.6807 | EMEA | France | Desktop | Support | Premium End User Support | Premium End User Support
10131000027911 | Premium End User Support | Premium End User Support_DE | Actual Cost | EUR | 233.4262 | - | 205.2 | 272.5096 | EMEA | Germany | Desktop | Support | Premium End User Support | Premium End User Support
10131000027913 | Premium End User Support | Premium End User Support_IT | Actual Cost | EUR | 321.749 | - | 235.59 | 312.8681 | EMEA | Italy | Desktop | Support | Premium End User Support | Premium End User Support
10131000027914 | Premium End User Support | Premium End User Support_CH | Actual Cost | CHF | 528.0289 | - | 2564.4 | 2776.4888 | EMEA | Switzerland | Desktop | Support | Premium End User Support | Premium End User Support
10131000027901 | Premium End User Support | Premium End User Support_CZ | Actual Cost | CZK | 4433.6577 | - | 96519.34 | 4949.3749 | EMEA | Czech | Desktop | Support | Premium End User Support | Premium End User Support
10131000051989 | Premium End User Support | Premium End User Support_IL | Actual Cost | ILS | 7503.4862 | - | 1e-08 | 2.7947e-09 | EMEA | Israel | Desktop | Support | Premium End User Support | Premium End User Support
10131000020863 | Premium MarketPlace Request | Premium MarketPlace Request | Request | USD | 105.6 | - | 80 | 80 | NAM | US | Desktop | Support | Premium MarketPlace Request | Premium MarketPlace Request
10131000056422 | Premium Mobility | Premium Mobility | Assigned Mobility License | USD | 15 | - | 14.4 | 14.4 | NAM | US | Voice & Conferencing | Voice | Mobility Packages | Premium Mobility
10131000057869 | Premium Mobility | Premium Mobility_CA | Assigned Mobility License | CAD | - | - | 14.4 | 14.4 | NAM | Canada | Voice & Conferencing | Voice | Mobility Packages | Premium Mobility
1000099068 | Premium Monitor | Premium Monitor | Device | MXN | - | - | 55.7574 | 4.3056 | LATAM | Mexico | Desktop | Other Desktop | Local Product | Monitor
1000099076 | Premium Monitor | Premium Monitor_Filial | Device | MXN | - | - | 66.3457 | 5.1232 | LATAM | Mexico | Desktop | Other Desktop | Local Product | Monitor
10131000056414 | Premium Office Telephony | Premium Office Telephony | Assigned Phoneset | USD | 40 | - | 40.8 | 40.8 | NAM | US | Voice & Conferencing | Voice | Handset Packages | Premium Office Telephony
10131000057866 | Premium Office Telephony | Premium Office Telephony_CA | Assigned Phoneset | CAD | 49.6278 | - | 40.8 | 40.8 | NAM | Canada | Voice & Conferencing | Voice | Handset Packages | Premium Office Telephony
1000099142 | Premium Office Telephony | Premium Office Telephony | Extension | MXN | - | - | 815.0239 | 62.9362 | LATAM | Mexico | Voice & Conferencing | Voice | Handset Packages | Premium Office Telephony
1000099179 | Premium Office Telephony | Premium Office Telephony Filial | Extension | MXN | - | - | 855.7751 | 66.083 | LATAM | Mexico | Voice & Conferencing | Voice | Handset Packages | Premium Office Telephony
10131000056532 | Premium VDI | Premium VDI_Regional | Instance | USD | 69.44 | - | 91.81 | 91.81 | Asia | Regional | Desktop | Virtual | Premium VDI | Premium VDI
10131000016940 | Premium VDI | Premium VDI | Instance | USD | 74 | - | 129.5 | 129.5 | NAM | US | Desktop | Virtual | Premium VDI | Premium VDI
10131000058286 | Premium VDI | Premium VDI_JP | Instance | JPY | - | - | 9811 | 100.16 | Japan | Japan | Desktop | Virtual | Premium VDI | Premium VDI
10131000058287 | Premium VDI | Premium VDI_JP CSJ | Instance | JPY | - | - | 9811 | 100.16 | Japan | Japan | Desktop | Virtual | Premium VDI | Premium VDI
10131000058612 | Premium VDI | Premium VDI_UK | User | GBP | - | - | 1e-08 | 1.5325e-08 | EMEA | United Kingdom | Desktop | Virtual | Premium VDI | Premium VDI
10131000028048 | Printer Support | Printer Support_EG | Printer | EGP | 3.3836 | - | 38.47 | 4.8139 | EMEA | Egypt | Desktop | Other Desktop | Printer Support | Printer Support
10131000028065 | Printer Support | Printer Support_ZA | Printer | ZAR | 3.6142 | - | 79.79 | 7.7127 | EMEA | South Africa | Desktop | Other Desktop | Printer Support | Printer Support
10131000028056 | Printer Support | Printer Support_PK | Printer | PKR | 5.2245 | - | 4632.17 | 42.3295 | EMEA | Pakistan | Desktop | Other Desktop | Printer Support | Printer Support
10131000028052 | Printer Support | Printer Support_KZ | Printer | KZT | 12.3637 | - | 2041.78 | 12.7223 | EMEA | Kazakhstan | Desktop | Other Desktop | Printer Support | Printer Support
10131000028067 | Printer Support | Printer Support_TN | Printer | TND | 14.5916 | - | 16.79 | 9.6771 | EMEA | Tunisia | Desktop | Other Desktop | Printer Support | Printer Support
10131000028064 | Printer Support | Printer Support_SK | Printer | EUR | 19.1636 | - | 46.08 | 61.1951 | EMEA | Slovakia | Desktop | Other Desktop | Printer Support | Printer Support
10131000028051 | Printer Support | Printer Support_JO | Printer | JOD | 21.3681 | - | 29.6 | 41.7489 | EMEA | Jordan | Desktop | Other Desktop | Printer Support | Printer Support
10131000028038 | Printer Support | Printer Support_DZ | Printer | DZD | 24.0637 | - | 3959.01 | 49.0032 | EMEA | Algeria | Desktop | Other Desktop | Printer Support | Printer Support
10131000028054 | Printer Support | Printer Support_MA | Printer | MAD | 26.4718 | - | 133.25 | 15.2567 | EMEA | Morocco | Desktop | Other Desktop | Printer Support | Printer Support
10131000028053 | Printer Support | Printer Support_KE | Printer | KES | 43.1391 | - | 1653.97 | 17.5829 | EMEA | Kenya | Desktop | Other Desktop | Printer Support | Printer Support
10131000028083 | Printer Support | Printer Support_PT | Printer | EUR | 44.2879 | - | 46.03 | 61.1287 | EMEA | Portugal | Desktop | Other Desktop | Printer Support | Printer Support
10131000028080 | Printer Support | Printer Support_IE | Printer | EUR | 44.4187 | - | 22.39 | 29.7344 | EMEA | Ireland | Desktop | Other Desktop | Printer Support | Printer Support
10131000028066 | Printer Support | Printer Support_TZ | Printer | TZS | 44.9239 | - | 355547.62 | 201.3816 | EMEA | Tanzania | Desktop | Other Desktop | Printer Support | Printer Support
10131000028049 | Printer Support | Printer Support_GA | Printer | XOF | 45.6486 | - | 15133.75 | 30.6432 | EMEA | Gabon | Desktop | Other Desktop | Printer Support | Printer Support
10131000028073 | Printer Support | Printer Support_UA | Printer | UAH | 46.5672 | - | 282.09 | 33.4276 | EMEA | Ukraine | Desktop | Other Desktop | Printer Support | Printer Support
10131000028042 | Printer Support | Printer Support_CM | Printer | XOF | 53.0425 | - | 27529.48 | 55.7424 | EMEA | Cameroon | Desktop | Other Desktop | Printer Support | Printer Support
10131000028086 | Printer Support | Printer Support_KW | Printer | KWD | 58.2733 | - | 6.82 | 23.8683 | EMEA | Kuwait | Desktop | Other Desktop | Printer Support | Printer Support
10131000028069 | Printer Support | Printer Support_TR | Printer | TRY | 67.7741 | - | 871.14 | 422.1019 | EMEA | Turkey | Desktop | Other Desktop | Printer Support | Printer Support
10131000028044 | Printer Support | Printer Support_CG | Printer | USD | 68.29 | - | 59.54 | 59.54 | EMEA | Congo | Desktop | Other Desktop | Printer Support | Printer Support
10131000028072 | Printer Support | Printer Support_UG | Printer | UGX | 81.1866 | - | 304169.4908 | 108.878 | EMEA | Uganda | Desktop | Other Desktop | Printer Support | Printer Support
10131000028055 | Printer Support | Printer Support_NG | Printer | NGN | 111.3019 | - | 26093.79 | 157.1561 | EMEA | Nigeria | Desktop | Other Desktop | Printer Support | Printer Support
10131000028062 | Printer Support | Printer Support_SN | Printer | XOF | 111.3496 | - | 55486.66 | 112.3509 | EMEA | Senegal | Desktop | Other Desktop | Printer Support | Printer Support
10131000028045 | Printer Support | Printer Support_CI | Printer | XOF | 170.6932 | - | 90858.98 | 183.9737 | EMEA | Cote D'Ivoir | Desktop | Other Desktop | Printer Support | Printer Support
10131000028087 | Printer Support | Printer Support_QA | Printer | USD | 173.93 | - | 22.6 | 22.6 | EMEA | Qatar | Desktop | Other Desktop | Printer Support | Printer Support
10131000028050 | Printer Support | Printer Support_IL | Printer | ILS | 209.5437 | - | 461.14 | 128.8744 | EMEA | Israel | Desktop | Other Desktop | Printer Support | Printer Support
10131000028040 | Printer Support | Printer Support_BH | Printer | USD | 253.05 | - | 216.21 | 216.21 | EMEA | Bahrain | Desktop | Other Desktop | Printer Support | Printer Support
10131000028074 | Printer Support | Printer Support_ZM | Printer | ZMK | 255.3516 | - | 904815.75 | 152.6944 | EMEA | Zambia | Desktop | Other Desktop | Printer Support | Printer Support
1000099045 | Procurement | Procurement_Columbia | Application | MXN | - | - | 51159 | 3950.5019 | LATAM | Mexico | Data Center | Application Hosting | Other | PROCUREMENT COLOMBIA
10131000029107 | Project Implementation | Project Implementation_JP | Hour | JPY | 89.5163 | - | 12383 | 126.41 | Japan | Japan | Other | Project Management | Project Implementation | Project Implementation
10131000051755 | Project Implementation | Project Implementation_JP CSJ | Hour | JPY | 99.4625 | - | 12383 | 126.41 | Japan | Japan | Other | Project Management | Project Implementation | Project Implementation
10131000021566 | Project Management | Project Management_Dedicated | Actual Cost | USD | 0 | - | 1e-08 | 0 | Asia | Country (Shared) | Other | Projects | Projects | Projects
10131000029766 | Project Management | Project Management_Regional | Actual Cost | USD | 0 | - | 1e-08 | 0 | Asia | Regional | Other | Projects | Projects | Projects
10131000025845 | Project Management | Project Management_Regional | Actual Cost | USD | 0 | - | 1e-08 | 0 | Asia | Regional | Data Center | Other Data Center | Data Center Projects | Projects
10131000015382 | Project Management | Project Management_UK | Hour | GBP | 0 | - | 1e-08 | 1.5325e-08 | EMEA | United Kingdom | Other | Project Management | Project Management | Project Management
10131000015383 | Project Management | Project Management_UK | Hour | GBP | 0 | - | 1e-08 | 1.5325e-08 | EMEA | United Kingdom | Other | Project Management | Project Management | Project Management
10131000015385 | Project Management | Project Management_UK | Hour | USD | 0 | - | 1e-08 | 1e-08 | EMEA | United Kingdom | Other | Project Management | Project Management | Project Management
10131000029100 | Project Management | Project Management | Hour | USD | 103.5 | - | 90 | 90 | NAM | US | Other | Project Management | Project Management | Project Management
10131000029124 | Project Management | Project Management_JP | Hour | JPY | 112.3832 | - | 13614 | 138.98 | Japan | Japan | Other | Project Management | Project Management | Project Management
10131000051756 | Project Management | Project Management_JP CSJ | Hour | JPY | 124.8703 | - | 13614 | 138.98 | Japan | Japan | Other | Project Management | Project Management | Project Management
10131000021569 | Project Management | Project Management_KR | Actual Cost | USD | - | - | 1e-08 | 0 | Asia | Korea | Other | Projects | Projects | Projects
1000099109 | Project Management | Project Management | Actual Cost | MXN | - | - | 0 | 0 | LATAM | Mexico | Other | Project Management | Project Management | Project Management
1000099046 | PRUEBA EN PLATAFORMA IBM | PRUEBA EN PLATAFORMA IBM | RFC | MXN | - | - | 370.75 | 28.6293 | LATAM | Mexico | Data Center | Application Hosting | Other | PRUEBA EN PLATAFORMA IBM
1000099047 | PRUEBA EN PLATAFORMA UNISYS | PRUEBA EN PLATAFORMA UNISYS | RFC | MXN | - | - | 2408.41 | 185.9776 | LATAM | Mexico | Data Center | Application Hosting | Other | PRUEBA EN PLATAFORMA UNISYS
1000099098 | Public Instant Messaging | Public Instant Messaging | User | MXN | - | - | 256.336 | 19.7943 | LATAM | Mexico | Messaging & Mobile | Collaboration | Public Instant Messaging | Public Instant Messaging
1000099099 | Public Instant Messaging | Public Instant Messaging_Filial | User | MXN | - | - | 315.9341 | 24.3965 | LATAM | Mexico | Messaging & Mobile | Collaboration | Public Instant Messaging | Public Instant Messaging
1000099125 | RENTA DE EXTENSION TELEFONICA | RENTA DE EXTENSION TELEFONICA | Extension | MXN | - | - | 174.22 | 13.4533 | LATAM | Mexico | Voice & Conferencing | Voice | Other | RENTA DE EXTENSION TELEFONICA
1000099162 | RENTA DE EXTENSION TELEFONICA | RENTA DE EXTENSION TELEFONICA_Filial | Extension | MXN | - | - | 190.23 | 14.6896 | LATAM | Mexico | Voice & Conferencing | Voice | Other | RENTA DE EXTENSION TELEFONICA
1000099129 | RENTA DE MEDIOS | RENTA DE MEDIOS | Actual Cost | MXN | - | - | 0 | 0 | LATAM | Mexico | Voice & Conferencing | Voice | Other | RENTA DE MEDIOS
1000099166 | RENTA DE MEDIOS | RENTA DE MEDIOS Filial | Actual Cost | MXN | - | - | 0 | 0 | LATAM | Mexico | Voice & Conferencing | Voice | Other | RENTA DE MEDIOS
1000099121 | RENTA TELEFONO DIRECTO | RENTA TELEFONO DIRECTO | POT Line | MXN | - | - | 205 | 15.8301 | LATAM | Mexico | Voice & Conferencing | Voice | Other | RENTA TELEFONO DIRECTO
1000099158 | RENTA TELEFONO DIRECTO | RENTA TELEFONO DIRECTO Filial | POT Line | MXN | - | - | 223.83 | 17.2842 | LATAM | Mexico | Voice & Conferencing | Voice | Other | RENTA TELEFONO DIRECTO
1000099042 | S188 CIBER LIFE SEGUROS AEGON | C.F. S188 CIBER LIFE SEGUROS AEGON | Application | MXN | - | - | 402514.78 | 31082.2224 | LATAM | Mexico | Data Center | Application Hosting | Other | S188 CIBER LIFE SEGUROS AEGON
1000099052 | Scanner | SCANNER (DIGITALIZADOR DE IMAGEN) | Device | MXN | - | - | 130 | 10.0386 | LATAM | Mexico | Desktop | Other Desktop | Scanner | Scanner
1000099071 | Scanner | SCANNER (DIGITALIZADOR DE IMAGEN) FILIAL | Device | MXN | - | - | 146.5797 | 11.3189 | LATAM | Mexico | Desktop | Other Desktop | Scanner | Scanner
10131000033568 | Server - Base Run & Maintenance Support | Server - Base Run & Maintenance Support | Instance | USD | 123.5 | - | 133.5 | 133.5 | NAM | US | Data Center | Distributed Infrastructure Services | Support | Base Run & Maintenance Support
10131000017201 | Server - Base Run & Maintenance Support | Server - Base Run & Maintenance Support_CA | Instance | CAD | 160.2978 | - | 187.1 | 187.1 | NAM | Canada | Data Center | Distributed Infrastructure Services | Support | Base Run & Maintenance Support
10131000017200 | Server - Base Run & Maintenance Support | Server - Base Run & Maintenance Support_CA | Instance | USD | 161.5 | - | 187.1 | 187.1 | NAM | Canada | Data Center | Distributed Infrastructure Services | Support | Base Run & Maintenance Support
10131000017198 | Server - Base Run & Maintenance Support | Server - Base Run & Maintenance Support | Instance | USD | 161.5 | - | 187.1 | 187.1 | NAM | US | Data Center | Distributed Infrastructure Services | Support | Base Run & Maintenance Support
10131000056640 | Server - Base Run & Maintenance Support | Server - Base Run & Maintenance Support_Regional | Instance | USD | 188.33 | 325.17 | 321.14 | 321.14 | Asia | Regional | Data Center | Distributed Infrastructure Services | Support | Base Run & Maintenance Support
10131000017196 | Server - Base Run & Maintenance Support | Server - Base Run & Maintenance Support_CA | Instance | CAD | 193.3002 | - | 187.1 | 187.1 | NAM | Canada | Data Center | Distributed Infrastructure Services | Support | Base Run & Maintenance Support
10131000017195 | Server - Base Run & Maintenance Support | Server - Base Run & Maintenance Support_CA | Instance | USD | 194.75 | - | 187.1 | 187.1 | NAM | Canada | Data Center | Distributed Infrastructure Services | Support | Base Run & Maintenance Support
10131000017192 | Server - Base Run & Maintenance Support | Server - Base Run & Maintenance Support | Instance | USD | 194.75 | - | 187.1 | 187.1 | NAM | US | Data Center | Distributed Infrastructure Services | Support | Base Run & Maintenance Support
10131000038684 | Server - Base Run & Maintenance Support | Server - Base Run & Maintenance Support | Instance | GBP | 208.3241 | - | 172.1963 | 263.887 | EMEA | United Kingdom | Data Center | Distributed Infrastructure Services | Support | Base Run & Maintenance Support
10131000038685 | Server - Base Run & Maintenance Support | Server - Base Run & Maintenance Support | Instance | GBP | 208.3241 | - | 172.1963 | 263.887 | EMEA | United Kingdom | Data Center | Distributed Infrastructure Services | Support | Base Run & Maintenance Support
10131000038686 | Server - Base Run & Maintenance Support | Server - Base Run & Maintenance Support | Instance | USD | 209.28 | - | 263.887 | 263.887 | EMEA | United Kingdom | Data Center | Distributed Infrastructure Services | Support | Base Run & Maintenance Support
10131000037182 | Server - Base Run & Maintenance Support | Server - Base Run & Maintenance Support | Instance | GBP | 247.8723 | - | 172.1963 | 263.887 | EMEA | United Kingdom | Data Center | Distributed Infrastructure Services | Support | Base Run & Maintenance Support
10131000037183 | Server - Base Run & Maintenance Support | Server - Base Run & Maintenance Support | Instance | GBP | 247.8723 | - | 172.1963 | 263.887 | EMEA | United Kingdom | Data Center | Distributed Infrastructure Services | Support | Base Run & Maintenance Support
10131000037184 | Server - Base Run & Maintenance Support | Server - Base Run & Maintenance Support | Instance | USD | 249 | - | 263.887 | 263.887 | EMEA | United Kingdom | Data Center | Distributed Infrastructure Services | Support | Base Run & Maintenance Support
10131000057097 | Server - Base Run & Maintenance Support | Server - Base Run & Maintenance Support_AU | Instance | USD | 357.41 | - | 800 | 800 | Asia | Australia | Data Center | Distributed Infrastructure Services | Support | Base Run & Maintenance Support
10131000009877 | Server - Base Run & Maintenance Support | Server - Base Run & Maintenance Support_JP | Instance | JPY | 370.8738 | - | 56446 | 576.23 | Japan | Japan | Data Center | Distributed Infrastructure Services | Support | Base Run & Maintenance Support
10131000052460 | Server - Base Run & Maintenance Support | Server - Base Run & Maintenance Support_JP CSJ | Instance | JPY | 370.8738 | - | 56446 | 576.23 | Japan | Japan | Data Center | Distributed Infrastructure Services | Support | Base Run & Maintenance Support
10131000058559 | Server - Base Run & Maintenance Support | Server - Base Run & Maintenance Support_CN | Instance | USD | - | - | 697.26 | 697.26 | Asia | China | Data Center | Distributed Infrastructure Services | Support | Base Run & Maintenance Support
10131000058560 | Server - Base Run & Maintenance Support | Server - Base Run & Maintenance Support_ID | Instance | USD | - | - | 306.31 | 306.31 | Asia | Indonesia | Data Center | Distributed Infrastructure Services | Support | Base Run & Maintenance Support
10131000058584 | Server - Base Run & Maintenance Support | Server - Base Run & Maintenance Support_KR | Instance | USD | - | - | 565.5 | 565.5 | Asia | Korea | Data Center | Distributed Infrastructure Services | Support | Base Run & Maintenance Support
10131000058561 | Server - Base Run & Maintenance Support | Server - Base Run & Maintenance Support_MY | Instance | USD | - | - | 202.64 | 202.64 | Asia | Malaysia | Data Center | Distributed Infrastructure Services | Support | Base Run & Maintenance Support
10131000058562 | Server - Base Run & Maintenance Support | Server - Base Run & Maintenance Support_PH | Instance | USD | - | - | 333.43 | 333.43 | Asia | Philippines | Data Center | Distributed Infrastructure Services | Support | Base Run & Maintenance Support
10131000058564 | Server - Base Run & Maintenance Support | Server - Base Run & Maintenance Support_TW | Instance | USD | - | - | 407.14 | 407.14 | Asia | Taiwan | Data Center | Distributed Infrastructure Services | Support | Base Run & Maintenance Support
10131000058563 | Server - Base Run & Maintenance Support | Server - Base Run & Maintenance Support_TH | Instance | USD | - | - | 358.31 | 358.31 | Asia | Thailand | Data Center | Distributed Infrastructure Services | Support | Base Run & Maintenance Support
10131000037130 | Server - Base Run & Maintenance Support (Additional Services - Sun / Solaris) | Server - Base Run & Maintenance Support (Additional Services - Sun / Solaris) | CPU | GBP | 1.5564 | - | 1.18 | 1.8083 | EMEA | United Kingdom | Data Center | Distributed Infrastructure Services | Support | Base Run & Maintenance Support
10131000037131 | Server - Base Run & Maintenance Support (Additional Services - Sun / Solaris) | Server - Base Run & Maintenance Support (Additional Services - Sun / Solaris) | CPU | GBP | 1.5564 | - | 1.18 | 1.8083 | EMEA | United Kingdom | Data Center | Distributed Infrastructure Services | Support | Base Run & Maintenance Support
10131000037132 | Server - Base Run & Maintenance Support (Additional Services - Sun / Solaris) | Server - Base Run & Maintenance Support (Additional Services - Sun / Solaris) | CPU | USD | 1.56 | - | 1.8 | 1.8 | EMEA | United Kingdom | Data Center | Distributed Infrastructure Services | Support | Base Run & Maintenance Support
10131000038646 | Server - Base Run & Maintenance Support (Additional Services - x86) | Server - Base Run & Maintenance Support (Additional Services - x86) | CPU | GBP | 1.5564 | - | 1.18 | 1.8083 | EMEA | United Kingdom | Data Center | Distributed Infrastructure Services | Support | Base Run & Maintenance Support
10131000038648 | Server - Base Run & Maintenance Support (Additional Services - x86) | Server - Base Run & Maintenance Support (Additional Services - x86) | CPU | GBP | 1.5564 | - | 1.18 | 1.8083 | EMEA | United Kingdom | Data Center | Distributed Infrastructure Services | Support | Base Run & Maintenance Support
10131000038649 | Server - Base Run & Maintenance Support (Additional Services - x86) | Server - Base Run & Maintenance Support (Additional Services - x86) | CPU | USD | 1.56 | - | 1.8 | 1.8 | EMEA | United Kingdom | Data Center | Distributed Infrastructure Services | Support | Base Run & Maintenance Support
10131000023476 | Server - Base Run & Maintenance Support (LDOM Share) | Server - Base Run & Maintenance Support (LDOM Share) | Instance | GBP | 350.2678 | - | 264.43 | 405.2332 | EMEA | United Kingdom | Data Center | Distributed Infrastructure Services | Support | Base Run & Maintenance Support
10131000023478 | Server - Base Run & Maintenance Support (LDOM Share) | Server - Base Run & Maintenance Support (LDOM Share) | Instance | GBP | 350.2678 | - | 264.43 | 405.2332 | EMEA | United Kingdom | Data Center | Distributed Infrastructure Services | Support | Base Run & Maintenance Support
10131000023479 | Server - Base Run & Maintenance Support (LDOM Share) | Server - Base Run & Maintenance Support (LDOM Share) | Instance | USD | 351.86 | - | 405.24 | 405.24 | EMEA | United Kingdom | Data Center | Distributed Infrastructure Services | Support | Base Run & Maintenance Support
10131000034651 | Server - Block Storage - High Availability (Replicated) | Server - Block Storage - High Availability (Replicated) | GB | USD | 0.238 | - | 0.28 | 0.28 | EMEA | United Kingdom | Data Center | Distributed Infrastructure Services | Storage | Block Storage - High Availability (Replicated)
10131000034648 | Server - Block Storage - High Availability (Replicated) | Server - Block Storage - High Availability (Replicated) | GB | GBP | 0.23813 | - | 0.18 | 0.27585 | EMEA | United Kingdom | Data Center | Distributed Infrastructure Services | Storage | Block Storage - High Availability (Replicated)
10131000034650 | Server - Block Storage - High Availability (Replicated) | Server - Block Storage - High Availability (Replicated) | GB | GBP | 0.23813 | - | 0.18 | 0.27585 | EMEA | United Kingdom | Data Center | Distributed Infrastructure Services | Storage | Block Storage - High Availability (Replicated)
10131000039772 | Server - Block Storage - High Availability (Replicated) | Server - Block Storage - High Availability (Replicated)_JP | GB | JPY | 13.5631 | - | 599 | 6.11 | Japan | Japan | Data Center | Distributed Infrastructure Services | Storage | Block Storage - High Availability (Replicated)
10131000052455 | Server - Block Storage - High Availability (Replicated) | Server - Block Storage - High Availability (Replicated)_JP CSJ | GB | JPY | 13.5631 | - | 599 | 6.11 | Japan | Japan | Data Center | Distributed Infrastructure Services | Storage | Block Storage - High Availability (Replicated)
10131000056649 | Server - Block Storage - SAN | Server - Block Storage - SAN_Regional | GB | USD | 0.49 | 0.63 | 0.66 | 0.66 | Asia | Regional | Data Center | Distributed Infrastructure Services | Storage | Block Storage - SAN
10131000056331 | Server - Block Storage - SAN | Server - Block Storage - SAN | GB | USD | 0.55 | - | 0.45 | 0.45 | NAM | US | Data Center | Distributed Infrastructure Services | Storage | Block Storage - SAN
10131000030974 | Server - Block Storage - SAN | Server - Block Storage - SAN | GB | GBP | 0.90271 | - | 0.68 | 1.0421 | EMEA | United Kingdom | Data Center | Distributed Infrastructure Services | Storage | Block Storage - SAN
10131000030976 | Server - Block Storage - SAN | Server - Block Storage - SAN | GB | GBP | 0.90271 | - | 0.68 | 1.0421 | EMEA | United Kingdom | Data Center | Distributed Infrastructure Services | Storage | Block Storage - SAN
10131000030983 | Server - Block Storage - SAN | Server - Block Storage - SAN | GB | GBP | 0.90271 | - | 0.68 | 1.0421 | EMEA | United Kingdom | Data Center | Distributed Infrastructure Services | Storage | Block Storage - SAN
10131000030985 | Server - Block Storage - SAN | Server - Block Storage - SAN | GB | GBP | 0.90271 | - | 0.68 | 1.0421 | EMEA | United Kingdom | Data Center | Distributed Infrastructure Services | Storage | Block Storage - SAN
10131000030977 | Server - Block Storage - SAN | Server - Block Storage - SAN | GB | USD | 0.91 | - | 1.04 | 1.04 | EMEA | United Kingdom | Data Center | Distributed Infrastructure Services | Storage | Block Storage - SAN
10131000030986 | Server - Block Storage - SAN | Server - Block Storage - SAN | GB | USD | 0.91 | - | 1.04 | 1.04 | EMEA | United Kingdom | Data Center | Distributed Infrastructure Services | Storage | Block Storage - SAN
10131000007482 | Server - Block Storage - SAN | Server - Block Storage - SAN_KR | GB | USD | 1.15 | - | 0.53 | 0.53 | Asia | Korea | Data Center | Distributed Infrastructure Services | Storage | Block Storage - SAN
10131000039778 | Server - Block Storage - SAN | Server - Block Storage - SAN_JP | GB | JPY | 2.5265 | - | 259 | 2.64 | Japan | Japan | Data Center | Distributed Infrastructure Services | Storage | Block Storage - SAN
10131000052457 | Server - Block Storage - SAN | Server - Block Storage - SAN_JP CSJ | GB | JPY | 2.5265 | - | 259 | 2.64 | Japan | Japan | Data Center | Distributed Infrastructure Services | Storage | Block Storage - SAN
1000058593 | Server - Block Storage - SAN | Server - Block Storage - SAN_CN | GB | USD | - | - | 1.85 | 1.85 | Asia | China | Data Center | Distributed Infrastructure Services | Storage | Block Storage - SAN
1000099031 | Server - Block Storage - SAN | Server - Block Storage - SAN | GB | MXN | - | - | 7.8 | 0.60232 | LATAM | Mexico | Data Center | Distributed Infrastructure Services | Storage | Block Storage - SAN
10131000029266 | Server - Block Storage - SAN (Archive) | Server - Block Storage - SAN (Archive) | GB | USD | 0 | - | 0.16 | 0.16 | Asia | Regional | Data Center | Distributed Infrastructure Services | Storage | Block Storage - SAN Archive
10131000056332 | Server - Block Storage - SAN (Archive) | Server - Block Storage - SAN (Archive) | GB | USD | 0.35 | - | 0.35 | 0.35 | NAM | US | Data Center | Distributed Infrastructure Services | Storage | Block Storage - SAN Archive
10131000007476 | Server - Block Storage - SAN (Archive) | Server - Block Storage - SAN (Archive)_KR | GB | USD | 0.62 | - | 0.48 | 0.48 | Asia | Korea | Data Center | Distributed Infrastructure Services | Storage | Block Storage - SAN Archive
10131000007818 | Server - Block Storage - SAN (Archive) | Server - Block Storage - SAN (Archive) | GB | GBP | - | - | 1e-08 | 1.5325e-08 | EMEA | United Kingdom | Data Center | Distributed Infrastructure Services | Storage | Block Storage - SAN Archive
10131000058051 | Server - Block Storage - SAN (Archive) | Server - Block Storage - SAN (Archive) | GB | USD | - | - | 0.41125 | 0.41125 | EMEA | United Kingdom | Data Center | Distributed Infrastructure Services | Storage | Block Storage - SAN Archive
10131000058052 | Server - Block Storage - SAN (Archive) | Server - Block Storage - SAN (Archive) | GB | GBP | - | - | 0.26836 | 0.41125 | EMEA | United Kingdom | Data Center | Distributed Infrastructure Services | Storage | Block Storage - SAN Archive
10131000008835 | Server - Data Retention | Server - Data Retention_JP | GB * months | JPY | 0 | - | 0.35 | 0.0036 | Japan | Japan | Data Center | Distributed Infrastructure Services | Storage | Data Retention
10131000052447 | Server - Data Retention | Server - Data Retention_JP CSJ | GB * months | JPY | 0 | - | 0.35 | 0.0036 | Japan | Japan | Data Center | Distributed Infrastructure Services | Storage | Data Retention
10131000015836 | Server - Data Retention | Server - Data Retention | GB | USD | 0.01485 | - | 0.013 | 0.013 | NAM | US | Data Center | Distributed Infrastructure Services | Storage | Data Retention
10131000015986 | Server - Data Retention | Server - Data Retention_CA | GB | CAD | 0.016377 | - | 0.013 | 0.013 | NAM | Canada | Data Center | Distributed Infrastructure Services | Storage | Data Retention
10131000015985 | Server - Data Retention | Server - Data Retention_CA | GB | USD | 0.0165 | - | 0.013 | 0.013 | NAM | Canada | Data Center | Distributed Infrastructure Services | Storage | Data Retention
10131000056473 | Server - Data Retention | Server - Data Retention | GB | USD | 0.04 | - | 0.03 | 0.03 | Asia | Regional | Data Center | Distributed Infrastructure Services | Storage | Data Retention
10131000034639 | Server - Data Retention | Server - Data Retention | GB | USD | 6.8115 | - | 7.89 | 7.89 | EMEA | United Kingdom | Data Center | Distributed Infrastructure Services | Storage | Data Retention
10131000034636 | Server - Data Retention | Server - Data Retention | GB | GBP | 6.8163 | - | 5.15 | 7.8923 | EMEA | United Kingdom | Data Center | Distributed Infrastructure Services | Storage | Data Retention
10131000034638 | Server - Data Retention | Server - Data Retention | GB | GBP | 6.8163 | - | 5.15 | 7.8923 | EMEA | United Kingdom | Data Center | Distributed Infrastructure Services | Storage | Data Retention
1000099036 | Server - Data Retention | Server - Data Retention | GB | MXN | - | - | 0.39 | 0.030116 | LATAM | Mexico | Data Center | Distributed Infrastructure Services | Storage | Data Retention
10131000025319 | Server - File Storage - NAS | Server - File Storage - NAS_ZA | GB | ZAR | 0.12267 | - | 0.6206 | 0.059989 | EMEA | South Africa | Data Center | Distributed Infrastructure Services | Storage | File Storage - NAS
10131000025314 | Server - File Storage - NAS | Server - File Storage - NAS_RU | GB | RUB | 0.42872 | - | 10.6382 | 0.31006 | EMEA | Russia | Data Center | Distributed Infrastructure Services | Storage | File Storage - NAS
10131000056654 | Server - File Storage - NAS | Server - File Storage - NAS | GB | USD | 0.49 | - | 0.16 | 0.16 | Asia | Regional | Data Center | Distributed Infrastructure Services | Storage | File Storage - NAS
10131000015851 | Server - File Storage - NAS | Server - File Storage - NAS | GB | USD | 0.55 | - | 0.45 | 0.45 | NAM | US | Data Center | Distributed Infrastructure Services | Storage | File Storage - NAS
10131000025328 | Server - File Storage - NAS | Server - File Storage - NAS | GB | GBP | 0.90271 | - | 0.68 | 1.0421 | EMEA | United Kingdom | Data Center | Distributed Infrastructure Services | Storage | File Storage - NAS
10131000025330 | Server - File Storage - NAS | Server - File Storage - NAS | GB | GBP | 0.90271 | - | 0.68 | 1.0421 | EMEA | United Kingdom | Data Center | Distributed Infrastructure Services | Storage | File Storage - NAS
10131000034170 | Server - File Storage - NAS | Server - File Storage - NAS | GB | GBP | 0.90271 | - | 0.68 | 1.0421 | EMEA | United Kingdom | Data Center | Distributed Infrastructure Services | Storage | File Storage - NAS
10131000034172 | Server - File Storage - NAS | Server - File Storage - NAS | GB | GBP | 0.90271 | - | 0.68 | 1.0421 | EMEA | United Kingdom | Data Center | Distributed Infrastructure Services | Storage | File Storage - NAS
10131000025331 | Server - File Storage - NAS | Server - File Storage - NAS | GB | USD | 0.91 | - | 1.04 | 1.04 | EMEA | United Kingdom | Data Center | Distributed Infrastructure Services | Storage | File Storage - NAS
10131000034173 | Server - File Storage - NAS | Server - File Storage - NAS | GB | USD | 0.91 | - | 1.04 | 1.04 | EMEA | United Kingdom | Data Center | Distributed Infrastructure Services | Storage | File Storage - NAS
10131000025311 | Server - File Storage - NAS | Server - File Storage - NAS_PL | GB | PLN | 0.96466 | - | 7.1829 | 2.2157 | EMEA | Poland | Data Center | Distributed Infrastructure Services | Storage | File Storage - NAS
10131000025298 | Server - File Storage - NAS | Server - File Storage - NAS_CZ | GB | CZK | 1.3743 | - | 16.4902 | 0.84559 | EMEA | Czech | Data Center | Distributed Infrastructure Services | Storage | File Storage - NAS
10131000034644 | Server - File Storage - NAS | Server - File Storage - NAS_JP | GB | JPY | 1.7286 | - | 203 | 2.07 | Japan | Japan | Data Center | Distributed Infrastructure Services | Storage | File Storage - NAS
10131000052466 | Server - File Storage - NAS | Server - File Storage - NAS_JP CSJ | GB | JPY | 1.7286 | - | 203 | 2.07 | Japan | Japan | Data Center | Distributed Infrastructure Services | Storage | File Storage - NAS
10131000058317 | Server - File Storage - NAS | Server - File Storage - NAS_PL | GB | PLN | - | - | 37.4442 | 11.5503 | EMEA | Poland | Data Center | Distributed Infrastructure Services | Storage | File Storage - NAS
10131000016170 | Server - File Storage - NAS Bronze | Server - File Storage - NAS Bronze_CA | GB | CAD | 0.34739 | - | 0.35 | 0.35 | NAM | Canada | Data Center | Distributed Infrastructure Services | Storage | File Storage - NAS Bronze
10131000016169 | Server - File Storage - NAS Bronze | Server - File Storage - NAS Bronze_CA | GB | USD | 0.35 | - | 0.35 | 0.35 | NAM | Canada | Data Center | Distributed Infrastructure Services | Storage | File Storage - NAS Bronze
10131000015847 | Server - File Storage - NAS Bronze | Server - File Storage - NAS Bronze | GB | USD | 0.35 | - | 0.35 | 0.35 | NAM | US | Data Center | Distributed Infrastructure Services | Storage | File Storage - NAS Bronze
1000099033 | Server - File Storage - NAS Bronze | Server - File Storage - NAS Bronze | GB | MXN | - | - | 4.81 | 0.37143 | LATAM | Mexico | Data Center | Distributed Infrastructure Services | Storage | File Storage - NAS Bronze
10131000020572 | Server - Hardware End of Life Maintenance Charges | Server - Hardware End of Life Maintenance Charges | Instance | GBP | 199.0947 | - | 127.92 | 196.0346 | EMEA | United Kingdom | Data Center | Distributed Infrastructure Services | EOL | Hardware End of Life Maintenance Charges
10131000020574 | Server - Hardware End of Life Maintenance Charges | Server - Hardware End of Life Maintenance Charges | Instance | GBP | 199.0947 | - | 127.92 | 196.0346 | EMEA | United Kingdom | Data Center | Distributed Infrastructure Services | EOL | Hardware End of Life Maintenance Charges
10131000054496 | Server - Hardware End of Life Maintenance Charges | Server - Hardware End of Life Maintenance Charges | Instance | USD | 200 | - | 200 | 200 | Asia | Country (Shared) | Data Center | Distributed Infrastructure Services | EOL | Hardware End of Life Maintenance Charges
10131000020575 | Server - Hardware End of Life Maintenance Charges | Server - Hardware End of Life Maintenance Charges | Instance | USD | 200 | - | 200 | 200 | EMEA | United Kingdom | Data Center | Distributed Infrastructure Services | EOL | Hardware End of Life Maintenance Charges
10131000052440 | Server - Hardware End of Life Maintenance Charges | Server - Hardware End of Life Maintenance Charges | Instance | USD | 200 | - | 200 | 200 | NAM | US | Data Center | Distributed Infrastructure Services | EOL | Hardware End of Life Maintenance Charges
10131000009879 | Server - High Availability | Server - High Availability_JP | Server | JPY | 857.5175 | - | 25037 | 255.59 | Japan | Japan | Data Center | Distributed Infrastructure Services | Server - High Availability | Server - High Availability
10131000052461 | Server - High Availability | Server - High Availability_JP CSJ | CPU | JPY | 857.5175 | - | 25037 | 255.59 | Japan | Japan | Data Center | Distributed Infrastructure Services | Server - High Availability | Server - High Availability
10131000020418 | Server - HP-UX - Tier 1 | Server - HP-UX - Tier 1_KR | CPU | USD | 1901.18 | - | 3606.37 | 3606.37 | Asia | Korea | Data Center | Distributed Infrastructure Services | HP-UX | HP-UX - Tier 1
10131000020415 | Server - HP-UX - Tier 1 | Server - HP-UX - Tier 1 | CPU | USD | 2152.12 | - | 4386.29 | 4386.29 | Asia | Regional | Data Center | Distributed Infrastructure Services | HP-UX | HP-UX - Tier 1
10131000052577 | Server - Memory - Tier 1 & Server - Memory - Tier 1 Virtual (Monthly) | Server - Memory - Tier 1 | GB | USD | 4 | - | 0.9 | 0.9 | NAM | US | Data Center | Distributed Infrastructure Services | Memory | Memory - Tier 1
10131000016160 | Server - Memory - Tier 1 | Server - Memory - Tier 1_CA | GB | CAD | 6.7494 | - | 0.9 | 0.9 | NAM | Canada | Data Center | Distributed Infrastructure Services | Memory | Memory - Tier 1
10131000016159 | Server - Memory - Tier 1 | Server - Memory - Tier 1_CA | GB | USD | 6.8 | - | 0.9 | 0.9 | NAM | Canada | Data Center | Distributed Infrastructure Services | Memory | Memory - Tier 1
10131000016157 | Server - Memory - Tier 1 | Server - Memory - Tier 1 | GB | USD | 6.8 | - | 0.9 | 0.9 | NAM | US | Data Center | Distributed Infrastructure Services | Memory | Memory - Tier 1
10131000056470 | Server - Memory - Tier 1 | Server - Memory - Tier 1 | GB | USD | 13.78 | - | 15.79 | 15.79 | Asia | Regional | Data Center | Distributed Infrastructure Services | Memory | Memory - Tier 1
1000058595 | Server - Memory - Tier 1 | Server - Memory - Tier 1_CN | GB | USD | - | - | 18.57 | 18.57 | Asia | China | Data Center | Distributed Infrastructure Services | Memory | Memory - Tier 1
10131000058565 | Server - Memory - Tier 1 | Server - Memory - Tier 1 | GB | USD | - | - | 15.4 | 15.4 | Asia | Country (Shared) | Data Center | Distributed Infrastructure Services | Memory | Memory - Tier 1
10131000058581 | Server - Memory - Tier 1 | Server - Memory - Tier 1_KR | GB | USD | - | - | 15.4 | 15.4 | Asia | Korea | Data Center | Distributed Infrastructure Services | Memory | Memory - Tier 1
10131000053029 | Server - Memory - Tier 1 - Virtual | Server - Memory - Tier 1 Virtual | GB | USD | 0.15 | - | 0.03 | 0.03 | NAM | US | Data Center | Distributed Infrastructure Services | Memory | Memory - Tier 1
10131000038699 | Server - Memory - Tier 2 | Server - Memory - Tier 2 | GB | USD | 0.82 | - | 0.95 | 0.95 | EMEA | United Kingdom | Data Center | Distributed Infrastructure Services | Memory | Memory - Tier 2
10131000038696 | Server - Memory - Tier 2 | Server - Memory - Tier 2 | GB | GBP | 0.82489 | - | 0.62 | 0.95014 | EMEA | United Kingdom | Data Center | Distributed Infrastructure Services | Memory | Memory - Tier 2
10131000038698 | Server - Memory - Tier 2 | Server - Memory - Tier 2 | GB | GBP | 0.82489 | - | 0.62 | 0.95014 | EMEA | United Kingdom | Data Center | Distributed Infrastructure Services | Memory | Memory - Tier 2
10131000056472 | Server - Memory - Tier 2 | Server - Memory - Tier 2 | GB | USD | 2.51 | - | 2.36 | 2.36 | Asia | Regional | Data Center | Distributed Infrastructure Services | Memory | Memory - Tier 2
10131000016148 | Server - Memory - Tier 2 | Server - Memory - Tier 2 | GB | USD | 9 | - | 9 | 9 | NAM | US | Data Center | Distributed Infrastructure Services | Memory | Memory - Tier 2
10131000016143 | Server - Memory - Tier 2 | Server - Memory - Tier 2 | GB | USD | 22.57 | - | 9 | 9 | NAM | US | Data Center | Distributed Infrastructure Services | Memory | Memory - Tier 2
10131000037194 | Server - Memory - Tier 2 | Server - Memory - Tier 2 | GB | GBP | 31.2681 | - | 23.61 | 36.1818 | EMEA | United Kingdom | Data Center | Distributed Infrastructure Services | Memory | Memory - Tier 2
10131000037196 | Server - Memory - Tier 2 | Server - Memory - Tier 2 | GB | GBP | 31.2681 | - | 23.61 | 36.1818 | EMEA | United Kingdom | Data Center | Distributed Infrastructure Services | Memory | Memory - Tier 2
10131000037197 | Server - Memory - Tier 2 | Server - Memory - Tier 2 | GB | USD | 31.42 | - | 36.18 | 36.18 | EMEA | United Kingdom | Data Center | Distributed Infrastructure Services | Memory | Memory - Tier 2
1000058596 | Server - Memory - Tier 2 | Server - Memory - Tier 2_CN | GB | USD | - | - | 2.85 | 2.85 | Asia | China | Data Center | Distributed Infrastructure Services | Memory | Memory - Tier 2
10131000058566 | Server - Memory - Tier 2 | Server - Memory - Tier 2 | GB | USD | - | - | 2.29 | 2.29 | Asia | Country (Shared) | Data Center | Distributed Infrastructure Services | Memory | Memory - Tier 2
10131000058582 | Server - Memory - Tier 2 | Server - Memory - Tier 2_KR | GB | USD | - | - | 2.29 | 2.29 | Asia | Korea | Data Center | Distributed Infrastructure Services | Memory | Memory - Tier 2
10131000058554 | Server - Memory - Tier 2 | Server - Memory - Tier 2_CGM | GB | USD | - | - | 2.29 | 2.29 | Asia | Regional | Data Center | Distributed Infrastructure Services | Memory | Memory - Tier 2
10131000016155 | Server - Memory - Tier 3 | Server - Memory - Tier 3_CA | GB | CAD | 21.8362 | - | 22 | 22 | NAM | Canada | Data Center | Distributed Infrastructure Services | Memory | Memory - Tier 3
10131000016154 | Server - Memory - Tier 3 | Server - Memory - Tier 3_CA | GB | USD | 22 | - | 22 | 22 | NAM | Canada | Data Center | Distributed Infrastructure Services | Memory | Memory - Tier 3
10131000016152 | Server - Memory - Tier 3 | Server - Memory - Tier 3 | GB | USD | 22 | - | 22 | 22 | NAM | US | Data Center | Distributed Infrastructure Services | Memory | Memory - Tier 3
10131000029964 | Server - Network Port - Internal Network Connection | Server - Network Port - Internal Network Connection | Server Port | USD | 58.08 | - | 71 | 71 | NAM | US | Data Center | Distributed Infrastructure Services | Network Connection | Internal Network Connection
10131000034031 | Server - Network Port - Internal Network Connection | Server - Network Port - Internal Network Connection | Server Port | USD | 78 | - | 71 | 71 | NAM | US | Data Center | Distributed Infrastructure Services | Network Connection | Internal Network Connection
10131000030137 | Server - Network Port - Internal Network Connection | Server - Network Port - Internal Network Connection | Server Port | GBP | 138.4623 | - | 120.3231 | 184.3926 | EMEA | United Kingdom | Data Center | Distributed Infrastructure Services | Network Connection | Internal Network Connection
10131000030138 | Server - Network Port - Internal Network Connection | Server - Network Port - Internal Network Connection | Server Port | GBP | 138.4623 | - | 120.3231 | 184.3926 | EMEA | United Kingdom | Data Center | Distributed Infrastructure Services | Network Connection | Internal Network Connection
10131000030140 | Server - Network Port - Internal Network Connection | Server - Network Port - Internal Network Connection | Server Port | USD | 139.0944 | - | 184.3926 | 184.3926 | EMEA | United Kingdom | Data Center | Distributed Infrastructure Services | Network Connection | Internal Network Connection
10131000052443 | Server - Network Port - Internal Network Connection | Server - Network Port - Internal Network Connection | Server Port | USD | 180 | - | 71 | 71 | NAM | US | Data Center | Distributed Infrastructure Services | Network Connection | Internal Network Connection
10131000051735 | Server - Network Port - Internal Network Connection | Server - Network Port - Internal Network Connection_JP | Server Port | JPY | 262.1981 | - | 26160 | 267.05 | Japan | Japan | Data Center | Distributed Infrastructure Services | Network Connection | Internal Network Connection
10131000051744 | Server - Network Port - Internal Network Connection | Server - Network Port - Internal Network Connection_JP CSJ | Server Port | JPY | 262.1981 | - | 26160 | 267.05 | Japan | Japan | Data Center | Distributed Infrastructure Services | Network Connection | Internal Network Connection
10131000016376 | Server - Non-Standard Dedicated Storage | Server - Non-Standard Dedicated Storage_HU | Actual Cost | HUF | 0 | - | 1e-08 | 4.3821e-11 | EMEA | Hungary | Data Center | Distributed Infrastructure Services | Storage | Non-Standard Dedicated Storage
10131000016387 | Server - Non-Standard Dedicated Storage | Server - Non-Standard Dedicated Storage_IE | Actual Cost | EUR | 0 | - | 1e-08 | 1.328e-08 | EMEA | Ireland | Data Center | Distributed Infrastructure Services | Storage | Non-Standard Dedicated Storage
10131000016388 | Server - Non-Standard Dedicated Storage | Server - Non-Standard Dedicated Storage_IT | Actual Cost | EUR | 0 | - | 1e-08 | 1.328e-08 | EMEA | Italy | Data Center | Distributed Infrastructure Services | Storage | Non-Standard Dedicated Storage
10131000016272 | Server - Non-Standard Dedicated Storage | Server - Non-Standard Dedicated Storage_RO | Actual Cost | RON | 0 | - | 1e-08 | 2.9191e-09 | EMEA | Romania | Data Center | Distributed Infrastructure Services | Storage | Non-Standard Dedicated Storage
10131000016383 | Server - Non-Standard Dedicated Storage | Server - Non-Standard Dedicated Storage_SK | Actual Cost | EUR | 0 | - | 1e-08 | 1.328e-08 | EMEA | Slovakia | Data Center | Distributed Infrastructure Services | Storage | Non-Standard Dedicated Storage
10131000016384 | Server - Non-Standard Dedicated Storage | Server - Non-Standard Dedicated Storage_ZA | Actual Cost | ZAR | 0 | - | 1e-08 | 9.6662e-10 | EMEA | South Africa | Data Center | Distributed Infrastructure Services | Storage | Non-Standard Dedicated Storage
10131000016385 | Server - Non-Standard Dedicated Storage | Server - Non-Standard Dedicated Storage_TR | Actual Cost | TRY | 0 | - | 1e-08 | 4.8454e-09 | EMEA | Turkey | Data Center | Distributed Infrastructure Services | Storage | Non-Standard Dedicated Storage
10131000016375 | Server - Non-Standard Dedicated Storage | Server - Non-Standard Dedicated Storage_CZ | Actual Cost | CZK | 1.3009 | - | 31.4787 | 1.6142 | EMEA | Czech | Data Center | Distributed Infrastructure Services | Storage | Non-Standard Dedicated Storage
10131000016378 | Server - Non-Standard Dedicated Storage | Server - Non-Standard Dedicated Storage_PL | Actual Cost | PLN | 1.3303 | - | 1e-08 | 3.0847e-09 | EMEA | Poland | Data Center | Distributed Infrastructure Services | Storage | Non-Standard Dedicated Storage
10131000016380 | Server - Non-Standard Dedicated Storage | Server - Non-Standard Dedicated Storage_RU | Actual Cost | RUB | 1.5274 | - | 43.6741 | 1.2729 | EMEA | Russia | Data Center | Distributed Infrastructure Services | Storage | Non-Standard Dedicated Storage
10131000022346 | Server - Non-Standard Dedicated Storage | Server - Non-Standard Dedicated Storage_GR | Actual Cost | EUR | - | - | 1e-08 | 1.328e-08 | EMEA | Greece | Data Center | Distributed Infrastructure Services | Storage | Non-Standard Dedicated Storage
10131000058312 | Server - Non-Standard Dedicated Storage | Server - Non-Standard Dedicated Storage_PL | Actual Cost | PLN | - | - | 1e-08 | 3.0847e-09 | EMEA | Poland | Data Center | Distributed Infrastructure Services | Storage | Non-Standard Dedicated Storage
10131000016398 | Server - Non-Standard Dedicated Storage | Server - Non-Standard Dedicated Storage_ES | Actual Cost | EUR | - | - | 1e-08 | 1.328e-08 | EMEA | Spain | Data Center | Distributed Infrastructure Services | Storage | Non-Standard Dedicated Storage
10131000056436 | Server - Premium Run & Maintenance Support | Server - Premium Run & Maintenance Support | Hour | USD | 61.75 | 65.47 | 62.41 | 62.41 | Asia | Regional | Data Center | Distributed Infrastructure Services | Support | Premium Run & Maintenance Support
10131000056713 | Server - Premium Run & Maintenance Support | Server - Premium Run & Maintenance Support | Hour | GBP | 63.3276 | - | 47.81 | 73.2678 | EMEA | United Kingdom | Data Center | Distributed Infrastructure Services | Support | Premium Run & Maintenance Support
10131000056729 | Server - Premium Run & Maintenance Support | Server - Premium Run & Maintenance Support | Hour | GBP | 63.3276 | - | 47.81 | 73.2678 | EMEA | United Kingdom | Data Center | Distributed Infrastructure Services | Support | Premium Run & Maintenance Support
10131000056730 | Server - Premium Run & Maintenance Support | Server - Premium Run & Maintenance Support | Hour | GBP | 63.3276 | - | 47.81 | 73.2678 | EMEA | United Kingdom | Data Center | Distributed Infrastructure Services | Support | Premium Run & Maintenance Support
10131000056732 | Server - Premium Run & Maintenance Support | Server - Premium Run & Maintenance Support | Hour | GBP | 63.3276 | - | 47.81 | 73.2678 | EMEA | United Kingdom | Data Center | Distributed Infrastructure Services | Support | Premium Run & Maintenance Support
10131000056760 | Server - Premium Run & Maintenance Support | Server - Premium Run & Maintenance Support | Hour | GBP | 63.3276 | - | 47.81 | 73.2678 | EMEA | United Kingdom | Data Center | Distributed Infrastructure Services | Support | Premium Run & Maintenance Support
10131000056762 | Server - Premium Run & Maintenance Support | Server - Premium Run & Maintenance Support | Hour | GBP | 63.3276 | - | 47.81 | 73.2678 | EMEA | United Kingdom | Data Center | Distributed Infrastructure Services | Support | Premium Run & Maintenance Support
10131000056875 | Server - Premium Run & Maintenance Support | Server - Premium Run & Maintenance Support | Hour | USD | 63.612 | - | 73.27 | 73.27 | EMEA | United Kingdom | Data Center | Distributed Infrastructure Services | Support | Premium Run & Maintenance Support
10131000056876 | Server - Premium Run & Maintenance Support | Server - Premium Run & Maintenance Support | Hour | USD | 63.612 | - | 73.27 | 73.27 | EMEA | United Kingdom | Data Center | Distributed Infrastructure Services | Support | Premium Run & Maintenance Support
10131000056877 | Server - Premium Run & Maintenance Support | Server - Premium Run & Maintenance Support | Hour | USD | 63.612 | - | 73.27 | 73.27 | EMEA | United Kingdom | Data Center | Distributed Infrastructure Services | Support | Premium Run & Maintenance Support
10131000056878 | Server - Premium Run & Maintenance Support | Server - Premium Run & Maintenance Support | Hour | USD | 63.612 | - | 73.27 | 73.27 | EMEA | United Kingdom | Data Center | Distributed Infrastructure Services | Support | Premium Run & Maintenance Support
10131000057235 | Server - Premium Run & Maintenance Support | Server - Premium Run & Maintenance Support | Hour | USD | 65.65 | - | 70.9 | 70.9 | NAM | US | Data Center | Distributed Infrastructure Services | Support | Premium Run & Maintenance Support
10131000057978 | Server - Premium Run & Maintenance Support | Server - Premium Run & Maintenance Support_CA | Hour | USD | - | - | 70.9 | 70.9 | NAM | Canada | Data Center | Distributed Infrastructure Services | Support | Premium Run & Maintenance Support
10131000057980 | Server - Premium Run & Maintenance Support | Server - Premium Run & Maintenance Support_CA | Hour | CAD | - | - | 70.9 | 70.9 | NAM | Canada | Data Center | Distributed Infrastructure Services | Support | Premium Run & Maintenance Support
10131000058717 | Server - Premium Run & Maintenance Support | Server - Premium Run & Maintenance Support_JP | Hour | JPY | - | - | 0 | 0 | Japan | Japan | Data Center | Distributed Infrastructure Services | Support | Premium Run & Maintenance Support
10131000058716 | Server - Premium Run & Maintenance Support | Server - Premium Run & Maintenance Support_JP CSJ | Hour | JPY | - | - | 0 | 0 | Japan | Japan | Data Center | Distributed Infrastructure Services | Support | Premium Run & Maintenance Support
10131000057111 | Server - P-Series Hardware - Tier 1 | Server - P-Series Hardware - Tier 1 | CPU | USD | 477.06 | - | 787.24 | 787.24 | Asia | Regional | Data Center | Distributed Infrastructure Services | P-Series | P-Series - Tier 1
10131000057232 | Server - P-Series Hardware - Tier 1 | Server - P-Series Hardware - Tier 1 | CPU | USD | 527 | - | 609 | 609 | NAM | US | Data Center | Distributed Infrastructure Services | P-Series | P-Series - Tier 1
10131000026615 | Server - P-Series Hardware - Tier 1 | Server - P-Series Hardware - Tier 1 | CPU | GBP | 589.72 | - | 445.21 | 682.2746 | EMEA | United Kingdom | Data Center | Distributed Infrastructure Services | P-Series | P-Series - Tier 1
10131000026616 | Server - P-Series Hardware - Tier 1 | Server - P-Series Hardware - Tier 1 | CPU | GBP | 589.72 | - | 445.21 | 682.2746 | EMEA | United Kingdom | Data Center | Distributed Infrastructure Services | P-Series | P-Series - Tier 1
10131000026618 | Server - P-Series Hardware - Tier 1 | Server - P-Series Hardware - Tier 1 | CPU | USD | 592.41 | - | 682.27 | 682.27 | EMEA | United Kingdom | Data Center | Distributed Infrastructure Services | P-Series | P-Series - Tier 1
10131000007471 | Server - P-Series Hardware - Tier 1 | Server - P-Series Hardware - Tier 1_KR | CPU | USD | 2287.23 | - | 3273.46 | 3273.46 | Asia | Korea | Data Center | Distributed Infrastructure Services | P-Series | P-Series - Tier 1
10131000026632 | Server - P-Series Hardware - Tier 1 | Server - P-Series Hardware - Tier 1_JP | CPU | JPY | 2470.678 | - | 284820 | 2907.57 | Japan | Japan | Data Center | Distributed Infrastructure Services | P-Series | P-Series - Tier 1
1000058594 | Server - P-Series Hardware - Tier 1 | Server - P-Series Hardware - Tier 1_CN | CPU | USD | - | - | 922.79 | 922.79 | Asia | China | Data Center | Distributed Infrastructure Services | P-Series | P-Series - Tier 1
10131000058555 | Server - P-Series Hardware - Tier 1 | Server - P-Series Hardware - Tier 1 | CPU | USD | - | - | 745.01 | 745.01 | Asia | Country (Shared) | Data Center | Distributed Infrastructure Services | P-Series | P-Series - Tier 1
10131000058567 | Server - P-Series Hardware - Tier 1 | Server - P-Series Hardware - Tier 1 | CPU | USD | - | - | 745.01 | 745.01 | Asia | Country (Shared) | Data Center | Distributed Infrastructure Services | P-Series | P-Series - Tier 1
10131000052448 | Server - P-Series Hardware - Tier 1 | Server - P-Series Hardware - Tier 1_JP CSJ | CPU | JPY | - | - | 284820 | 2907.57 | Japan | Japan | Data Center | Distributed Infrastructure Services | P-Series | P-Series - Tier 1
1000099005 | Server - P-Series Hardware - Tier 1 | Server - P-Series Hardware - Tier 1 | CPU | MXN | - | - | 8424.4592 | 650.5374 | LATAM | Mexico | Data Center | Distributed Infrastructure Services | P-Series | P-Series - Tier 1
10131000057112 | Server - P-Series Hardware - Tier 2 | Server - P-Series Hardware - Tier 2_Regional | CPU | USD | 644.03 | 927.4 | 1049.81 | 1049.81 | Asia | Regional | Data Center | Distributed Infrastructure Services | P-Series | P-Series - Tier 1
10131000033104 | Server - P-Series Hardware - Tier 2 | Server - P-Series Hardware - Tier 2_CA | CPU | CAD | 711.6625 | - | 829 | 829 | NAM | Canada | Data Center | Distributed Infrastructure Services | P-Series | P-Series - Tier 2
10131000033103 | Server - P-Series Hardware - Tier 2 | Server - P-Series Hardware - Tier 2_CA | CPU | USD | 717 | - | 829 | 829 | NAM | Canada | Data Center | Distributed Infrastructure Services | P-Series | P-Series - Tier 2
10131000057233 | Server - P-Series Hardware - Tier 2 | Server - P-Series Hardware - Tier 2 | CPU | USD | 717 | - | 829 | 829 | NAM | US | Data Center | Distributed Infrastructure Services | P-Series | P-Series - Tier 2
10131000026625 | Server - P-Series Hardware - Tier 2 | Server - P-Series Hardware - Tier 2 | CPU | GBP | 802.3242 | - | 605.71 | 928.2373 | EMEA | United Kingdom | Data Center | Distributed Infrastructure Services | P-Series | P-Series - Tier 2
10131000026626 | Server - P-Series Hardware - Tier 2 | Server - P-Series Hardware - Tier 2 | CPU | GBP | 802.3242 | - | 605.71 | 928.2373 | EMEA | United Kingdom | Data Center | Distributed Infrastructure Services | P-Series | P-Series - Tier 2
10131000026628 | Server - P-Series Hardware - Tier 2 | Server - P-Series Hardware - Tier 2 | CPU | USD | 805.99 | - | 928.24 | 928.24 | EMEA | United Kingdom | Data Center | Distributed Infrastructure Services | P-Series | P-Series - Tier 2
10131000058266 | Server - P-Series Hardware - Tier 2 | Server - P-Series Hardware - Tier 2_JP | CPU | JPY | - | - | 284820 | 2907.57 | Japan | Japan | Data Center | Distributed Infrastructure Services | P-Series | P-Series - Tier 2
10131000058267 | Server - P-Series Hardware - Tier 2 | Server - P-Series Hardware - Tier 2_JP CSJ | CPU | JPY | - | - | 284820 | 2907.57 | Japan | Japan | Data Center | Distributed Infrastructure Services | P-Series | P-Series - Tier 2
10131000058545 | Server - P-Series Hardware - Tier 2 | Server - P-Series Hardware - Tier 2_KR | CPU | USD | - | - | 4657.53 | 4657.53 | Asia | Korea | Data Center | Distributed Infrastructure Services | P-Series | P-Series - Tier 2
1000099006 | Server - P-Series Hardware - Tier 2 | Server - P-Series Hardware - Tier 2 | CPU | MXN | - | - | 10409.589 | 803.8293 | LATAM | Mexico | Data Center | Distributed Infrastructure Services | P-Series | P-Series - Tier 2
10131000033107 | Server - P-Series Hardware - Tier 3 | Server - P-Series Hardware - Tier 3_CA | CPU | USD | 717 | - | 875 | 875 | NAM | Canada | Data Center | Distributed Infrastructure Services | P-Series | P-Series - Tier 3
10131000033108 | Server - P-Series Hardware - Tier 3 | Server - P-Series Hardware - Tier 3_CA | CPU | CAD | 751.3648 | - | 875 | 875 | NAM | Canada | Data Center | Distributed Infrastructure Services | P-Series | P-Series - Tier 3
10131000057234 | Server - P-Series Hardware - Tier 3 | Server - P-Series Hardware - Tier 3 | CPU | USD | 757 | - | 875 | 875 | NAM | US | Data Center | Distributed Infrastructure Services | P-Series | P-Series - Tier 3
10131000026620 | Server - P-Series Hardware - Tier 3 | Server - P-Series Hardware - Tier 3 | CPU | GBP | 847.0863 | - | 639.51 | 980.0351 | EMEA | United Kingdom | Data Center | Distributed Infrastructure Services | P-Series | P-Series - Tier 3
10131000026621 | Server - P-Series Hardware - Tier 3 | Server - P-Series Hardware - Tier 3 | CPU | GBP | 847.0863 | - | 639.51 | 980.0351 | EMEA | United Kingdom | Data Center | Distributed Infrastructure Services | P-Series | P-Series - Tier 3
10131000026623 | Server - P-Series Hardware - Tier 3 | Server - P-Series Hardware - Tier 3 | CPU | USD | 850.96 | - | 980.03 | 980.03 | EMEA | United Kingdom | Data Center | Distributed Infrastructure Services | P-Series | P-Series - Tier 3
10131000058268 | Server - P-Series Hardware - Tier 3 | Server - P-Series Hardware - Tier 3_JP | CPU | JPY | - | - | 284820 | 2907.57 | Japan | Japan | Data Center | Distributed Infrastructure Services | P-Series | P-Series - Tier 3
10131000058269 | Server - P-Series Hardware - Tier 3 | Server - P-Series Hardware - Tier 3_JP CSJ | CPU | JPY | - | - | 284820 | 2907.57 | Japan | Japan | Data Center | Distributed Infrastructure Services | P-Series | P-Series - Tier 3
1000099007 | Server - P-Series Hardware - Tier 3 | Server - P-Series Hardware - Tier 3 | CPU | MXN | - | - | 12387.3994 | 956.5559 | LATAM | Mexico | Data Center | Distributed Infrastructure Services | P-Series | P-Series - Tier 3
10131000017087 | Server - Server Internal / Direct Attached | Server - Server Internal / Direct Attached | GB | USD | 0 | - | 0.45 | 0.45 | NAM | US | Data Center | Distributed Infrastructure Services | Storage | Server Internal / Direct Attached
10131000023738 | Server - Server Internal / Direct Attached | Server - Server Internal / Direct Attached | GB | USD | 0.455 | - | 0.53 | 0.53 | EMEA | United Kingdom | Data Center | Distributed Infrastructure Services | Storage | Server Internal / Direct Attached
10131000023736 | Server - Server Internal / Direct Attached | Server - Server Internal / Direct Attached | GB | GBP | 0.45525 | - | 0.34 | 0.52104 | EMEA | United Kingdom | Data Center | Distributed Infrastructure Services | Storage | Server Internal / Direct Attached
10131000023737 | Server - Server Internal / Direct Attached | Server - Server Internal / Direct Attached | GB | GBP | 0.45525 | - | 0.34 | 0.52104 | EMEA | United Kingdom | Data Center | Distributed Infrastructure Services | Storage | Server Internal / Direct Attached
10131000015926 | Server - Solaris Hardware - Tier 1 | Server - Solaris Hardware - Tier 1_CA | CPU | CAD | 260.0496 | - | 278 | 278 | NAM | Canada | Data Center | Distributed Infrastructure Services | Solaris | Solaris - Tier 1
10131000015925 | Server - Solaris Hardware - Tier 1 | Server - Solaris Hardware - Tier 1_CA | CPU | USD | 262 | - | 278 | 278 | NAM | Canada | Data Center | Distributed Infrastructure Services | Solaris | Solaris - Tier 1
10131000057226 | Server - Solaris Hardware - Tier 1 | Server - Solaris Hardware - Tier 1 | CPU | USD | 262 | - | 278 | 278 | NAM | US | Data Center | Distributed Infrastructure Services | Solaris | Solaris - Tier 1
10131000037138 | Server - Solaris Hardware - Tier 1 | Server - Solaris Hardware - Tier 1 | CPU | GBP | 267.6852 | - | 202.09 | 309.6985 | EMEA | United Kingdom | Data Center | Distributed Infrastructure Services | Solaris | Solaris - Tier 1
10131000037139 | Server - Solaris Hardware - Tier 1 | Server - Solaris Hardware - Tier 1 | CPU | GBP | 267.6852 | - | 202.09 | 309.6985 | EMEA | United Kingdom | Data Center | Distributed Infrastructure Services | Solaris | Solaris - Tier 1
10131000037140 | Server - Solaris Hardware - Tier 1 | Server - Solaris Hardware - Tier 1 | CPU | USD | 268.91 | - | 309.7 | 309.7 | EMEA | United Kingdom | Data Center | Distributed Infrastructure Services | Solaris | Solaris - Tier 1
10131000039721 | Server - Solaris Hardware - Tier 1 | Server - Solaris Hardware - Tier 1_JP | CPU | JPY | 549.3555 | - | 63252 | 645.71 | Japan | Japan | Data Center | Distributed Infrastructure Services | Solaris | Solaris - Tier 1
10131000052453 | Server - Solaris Hardware - Tier 1 | Server - Solaris Hardware - Tier 1_JP CSJ | CPU | JPY | 549.3555 | - | 63252 | 645.71 | Japan | Japan | Data Center | Distributed Infrastructure Services | Solaris | Solaris - Tier 1
10131000058568 | Server - Solaris Hardware - Tier 1 | Server - Solaris Hardware - Tier 1 | CPU | USD | - | - | 411.55 | 411.55 | Asia | Country (Shared) | Data Center | Distributed Infrastructure Services | Solaris | Solaris - Tier 1
10131000058605 | Server - Solaris Hardware - Tier 1 | Server - Solaris Hardware - Tier 1 | CPU | USD | - | - | 411.55 | 411.55 | Asia | Country (Shared) | Data Center | Distributed Infrastructure Services | Solaris | Solaris - Tier 1
1000099013 | Server - Solaris Hardware - Tier 1 | Server - Solaris Hardware - Tier 1 | CPU | MXN | - | - | 5572.689 | 430.3235 | LATAM | Mexico | Data Center | Distributed Infrastructure Services | Solaris | Solaris - Tier 1
10131000057114 | Server - Solaris Hardware - Tier 1 | Server - Solaris Hardware - Tier 1 | CPU | USD | - | - | 440.31 | 440.31 | Asia | Regional | Data Center | Distributed Infrastructure Services | Solaris | Solaris - Tier 1
10131000057115 | Server - Solaris Hardware - Tier 2 | Server - Solaris Hardware - Tier 2_Regional | CPU | USD | 260.15 | - | 518.82 | 518.82 | Asia | Regional | Data Center | Distributed Infrastructure Services | Solaris | Solaris - Tier 2
10131000015930 | Server - Solaris Hardware - Tier 2 | Server - Solaris Hardware - Tier 2_CA | CPU | USD | 262 | - | 351 | 351 | NAM | Canada | Data Center | Distributed Infrastructure Services | Solaris | Solaris - Tier 2
10131000015931 | Server - Solaris Hardware - Tier 2 | Server - Solaris Hardware - Tier 2_CA | CPU | CAD | 327.5434 | - | 351 | 351 | NAM | Canada | Data Center | Distributed Infrastructure Services | Solaris | Solaris - Tier 2
10131000057227 | Server - Solaris Hardware - Tier 2 | Server - Solaris Hardware - Tier 2 | CPU | USD | 330 | - | 351 | 351 | NAM | US | Data Center | Distributed Infrastructure Services | Solaris | Solaris - Tier 2
10131000037145 | Server - Solaris Hardware - Tier 2 | Server - Solaris Hardware - Tier 2 | CPU | GBP | 337.1629 | - | 254.54 | 390.077 | EMEA | United Kingdom | Data Center | Distributed Infrastructure Services | Solaris | Solaris - Tier 2
10131000037146 | Server - Solaris Hardware - Tier 2 | Server - Solaris Hardware - Tier 2 | CPU | GBP | 337.1629 | - | 254.54 | 390.077 | EMEA | United Kingdom | Data Center | Distributed Infrastructure Services | Solaris | Solaris - Tier 2
10131000037147 | Server - Solaris Hardware - Tier 2 | Server - Solaris Hardware - Tier 2 | CPU | USD | 338.7 | - | 390.08 | 390.08 | EMEA | United Kingdom | Data Center | Distributed Infrastructure Services | Solaris | Solaris - Tier 2
10131000058556 | Server - Solaris Hardware - Tier 2 | Server - Solaris Hardware - Tier 2 | CPU | USD | - | - | 302.28 | 302.28 | Asia | Country (Shared) | Data Center | Distributed Infrastructure Services | Solaris | Solaris - Tier 2
10131000058569 | Server - Solaris Hardware - Tier 2 | Server - Solaris Hardware - Tier 2 | CPU | USD | - | - | 302.28 | 302.28 | Asia | Country (Shared) | Data Center | Distributed Infrastructure Services | Solaris | Solaris - Tier 2
10131000058270 | Server - Solaris Hardware - Tier 2 | Server - Solaris Hardware - Tier 2_JP | CPU | JPY | - | - | 73373 | 749.03 | Japan | Japan | Data Center | Distributed Infrastructure Services | Solaris | Solaris - Tier 2
10131000058271 | Server - Solaris Hardware - Tier 2 | Server - Solaris Hardware - Tier 2_JP CSJ | CPU | JPY | - | - | 73373 | 749.03 | Japan | Japan | Data Center | Distributed Infrastructure Services | Solaris | Solaris - Tier 2
10131000058547 | Server - Solaris Hardware - Tier 2 | Server - Solaris Hardware - Tier 2_KR | CPU | USD | - | - | 565.24 | 565.24 | Asia | Korea | Data Center | Distributed Infrastructure Services | Solaris | Solaris - Tier 2
1000099014 | Server - Solaris Hardware - Tier 2 | Server - Solaris Hardware - Tier 2 | CPU | MXN | - | - | 6348.3527 | 490.2203 | LATAM | Mexico | Data Center | Distributed Infrastructure Services | Solaris | Solaris - Tier 2
10131000057116 | Server - Solaris Hardware - Tier 3 | Server - Solaris Hardware - Tier 3_Regional | CPU | USD | 647.77 | 972.4 | 1266.06 | 1266.06 | Asia | Regional | Data Center | Distributed Infrastructure Services | Solaris | Solaris - Tier 3
10131000057228 | Server - Solaris Hardware - Tier 3 | Server - Solaris Hardware - Tier 3 | CPU | USD | 880 | - | 935 | 935 | NAM | US | Data Center | Distributed Infrastructure Services | Solaris | Solaris - Tier 3
10131000037152 | Server - Solaris Hardware - Tier 3 | Server - Solaris Hardware - Tier 3 | CPU | GBP | 899.1012 | - | 678.77 | 1040.2002 | EMEA | United Kingdom | Data Center | Distributed Infrastructure Services | Solaris | Solaris - Tier 3
10131000037153 | Server - Solaris Hardware - Tier 3 | Server - Solaris Hardware - Tier 3 | CPU | GBP | 899.1012 | - | 678.77 | 1040.2002 | EMEA | United Kingdom | Data Center | Distributed Infrastructure Services | Solaris | Solaris - Tier 3
10131000037154 | Server - Solaris Hardware - Tier 3 | Server - Solaris Hardware - Tier 3 | CPU | USD | 903.2 | - | 1040.21 | 1040.21 | EMEA | United Kingdom | Data Center | Distributed Infrastructure Services | Solaris | Solaris - Tier 3
10131000058557 | Server - Solaris Hardware - Tier 3 | Server - Solaris Hardware - Tier 3 | CPU | USD | - | - | 611.22 | 611.22 | Asia | Country (Shared) | Data Center | Distributed Infrastructure Services | Solaris | Solaris - Tier 3
10131000058570 | Server - Solaris Hardware - Tier 3 | Server - Solaris Hardware - Tier 3 | CPU | USD | - | - | 611.22 | 611.22 | Asia | Country (Shared) | Data Center | Distributed Infrastructure Services | Solaris | Solaris - Tier 3
10131000058272 | Server - Solaris Hardware - Tier 3 | Server - Solaris Hardware - Tier 3_JP | CPU | JPY | - | - | 90036 | 919.13 | Japan | Japan | Data Center | Distributed Infrastructure Services | Solaris | Solaris - Tier 3
10131000058273 | Server - Solaris Hardware - Tier 3 | Server - Solaris Hardware - Tier 3_JP CSJ | CPU | JPY | - | - | 90036 | 919.13 | Japan | Japan | Data Center | Distributed Infrastructure Services | Solaris | Solaris - Tier 3
10131000058548 | Server - Solaris Hardware - Tier 3 | Server - Solaris Hardware - Tier 3_KR | CPU | USD | - | - | 1316.54 | 1316.54 | Asia | Korea | Data Center | Distributed Infrastructure Services | Solaris | Solaris - Tier 3
1000099015 | Server - Solaris Hardware - Tier 3 | Server - Solaris Hardware - Tier 3 | CPU | MXN | - | - | 15262 | 1178.5328 | LATAM | Mexico | Data Center | Distributed Infrastructure Services | Solaris | Solaris - Tier 3
1000099012 | Server - Solaris Hardware - Tier 4 | Server - Unix - CPU - Tier 4 | CPU | MXN | - | - | 38788.9621 | 2995.2866 | LATAM | Mexico | Data Center | Distributed Infrastructure Services | Solaris | Solaris - Tier 3
1000099184 | Server - Tandem Unisys Silver Tier | Server - Tandem Unisys Silver Tier | GB | MXN | - | - | TBD | TBD | LATAM | Mexico | Data Center | Distributed Infrastructure Services | Storage | Server - Tandem Unisys Silver Tier
1000099185 | Server - Tandem Unisys Slots | Server - Tandem Unisys Slots | GB | MXN | - | - | TBD | TBD | LATAM | Mexico | Data Center | Distributed Infrastructure Services | Storage | Server - Tandem Unisys Slots
10131000029277 | Server - Tape Backup for Servers | Server - Tape Backup for Servers_Regional | GB | USD | 0.09 | 0.1 | 0.08 | 0.08 | Asia | Regional | Data Center | Distributed Infrastructure Services | Storage | Tape Backup for Servers
10131000008832 | Server - Tape Backup for Servers | Server - Tape Backup for Servers_JP | GB | JPY | 0.22503 | - | 64 | 0.65 | Japan | Japan | Data Center | Distributed Infrastructure Services | Storage | File Storage - NAS
10131000052445 | Server - Tape Backup for Servers | Server - Tape Backup for Servers_JP CSJ | GB | JPY | 0.22503 | - | 64 | 0.65 | Japan | Japan | Data Center | Distributed Infrastructure Services | Storage | Tape Backup for Servers
10131000016034 | Server - Tape Backup for Servers | Server - Tape Backup for Servers_CA | GB | CAD | 0.31762 | - | 0.35 | 0.35 | NAM | Canada | Data Center | Distributed Infrastructure Services | Storage | Tape Backup for Servers
10131000016033 | Server - Tape Backup for Servers | Server - Tape Backup for Servers_CA | GB | USD | 0.32 | - | 0.35 | 0.35 | NAM | Canada | Data Center | Distributed Infrastructure Services | Storage | Tape Backup for Servers
10131000015839 | Server - Tape Backup for Servers | Server - Tape Backup for Servers | GB | USD | 0.32 | - | 0.35 | 0.35 | NAM | US | Data Center | Distributed Infrastructure Services | Storage | Tape Backup for Servers
10131000034627 | Server - Tape Backup for Servers | Server - Tape Backup for Servers | GB | GBP | 0.40466 | - | 0.31 | 0.47507 | EMEA | United Kingdom | Data Center | Distributed Infrastructure Services | Storage | Tape Backup for Servers
10131000034629 | Server - Tape Backup for Servers | Server - Tape Backup for Servers | GB | GBP | 0.40466 | - | 0.31 | 0.47507 | EMEA | United Kingdom | Data Center | Distributed Infrastructure Services | Storage | Tape Backup for Servers
10131000034630 | Server - Tape Backup for Servers | Server - Tape Backup for Servers | GB | USD | 0.41 | - | 0.47 | 0.47 | EMEA | United Kingdom | Data Center | Distributed Infrastructure Services | Storage | Tape Backup for Servers
1000099186 | Server - Tape Backup for Servers | Server - Tape Backup for Servers | GB | MXN | - | - | 4.81 | 0.37 | LATAM | Mexico | Data Center | Distributed Infrastructure Services | Storage | Tape Backup for Servers
10131000015895 | Server - Tech Room - Block Storage | Server - Tech Room - Block Storage | GB | USD | 0.287 | - | 0.32 | 0.32 | NAM | US | Data Center | Distributed Infrastructure Services | Storage | Tech Room - Block Storage
10131000057246 | Server - Tech Room - Block Storage | Server - Tech Room - Block Storage | GB | USD | 0.42 | - | 0.42 | 0.42 | NAM | US | Data Center | Distributed Infrastructure Services | Storage | Tech Room - Block Storage
10131000021638 | Server - Tech Room - Block Storage | Server - Tech Room - Block Storage_AU | GB | USD | 5.25 | - | 4.74 | 4.74 | Asia | Australia | Data Center | Distributed Infrastructure Services | Storage | Tech Room - Block Storage
1000099030 | Server - VM - Guest Tier | Server - VM - Guest Tier | VM | MXN | - | - | 889.473 | 68.6852 | LATAM | Mexico | Data Center | Distributed Infrastructure Services | VM | VM Guest Tier
10131000037585 | Server - VM - Tier 1 | Server - VM - Tier 1 | VM | GBP | 58.6607 | - | 206.38 | 331.75 | EMEA | United Kingdom | Data Center | Distributed Infrastructure Services | VM | VM - Tier 1
10131000037587 | Server - VM - Tier 1 | Server - VM - Tier 1 | VM | GBP | 58.6607 | - | 206.38 | 331.75 | EMEA | United Kingdom | Data Center | Distributed Infrastructure Services | VM | VM - Tier 1
10131000037588 | Server - VM - Tier 1 | Server - VM - Tier 1 | VM | USD | 58.93 | - | 331.75 | 331.75 | EMEA | United Kingdom | Data Center | Distributed Infrastructure Services | VM | VM - Tier 1
10131000037636 | Server - VM - Tier 1 | Server - VM - Tier 1_JP | VM | JPY | 181.7615 | - | 33369 | 340.65 | Japan | Japan | Data Center | Distributed Infrastructure Services | VM | VM - Tier 1
10131000052449 | Server - VM - Tier 1 | Server - VM - Tier 1_JP CSJ | VM | JPY | 181.7615 | - | 33369 | 340.65 | Japan | Japan | Data Center | Distributed Infrastructure Services | VM | VM - Tier 1
10131000057182 | Server - VM - Tier 1 | Server - VM - Tier 1 | VM | USD | 190 | - | 198 | 198 | NAM | US | Data Center | Distributed Infrastructure Services | VM | VM - Tier 1
10131000057319 | Server - VM - Tier 1 | Server - VM - Tier 1_Regional | VM | USD | 212.86 | 231.29 | 220.65 | 220.65 | Asia | Regional | Data Center | Distributed Infrastructure Services | VM | VM - Tier 1
1000058597 | Server - VM - Tier 1 | Server - VM - Tier 1_CN | VM | USD | - | - | 284.38 | 284.38 | Asia | China | Data Center | Distributed Infrastructure Services | VM | VM - Tier 1
10131000058571 | Server - VM - Tier 1 | Server - VM - Tier 1 | VM | USD | - | - | 520.67 | 520.67 | Asia | Country (Shared) | Data Center | Distributed Infrastructure Services | VM | VM - Tier 1
10131000058577 | Server - VM - Tier 1 | Server - VM - Tier 1_KR | VM | USD | - | - | 253.81 | 253.81 | Asia | Korea | Data Center | Distributed Infrastructure Services | VM | VM - Tier 1
1000099026 | Server - VM - Tier 1 | Server - VM - Tier 1 | VM | MXN | - | - | 2914.6 | 225.0656 | LATAM | Mexico | Data Center | Distributed Infrastructure Services | VM | VM - Tier 1
10131000057183 | Server - VM - Tier 2 | Server - VM - Tier 2 | VM | USD | 220 | - | 229 | 229 | NAM | US | Data Center | Distributed Infrastructure Services | VM | VM - Tier 2
10131000057318 | Server - VM - Tier 2 | Server - VM - Tier 2 | VM | USD | 270.33 | - | 277.54 | 277.54 | Asia | Regional | Data Center | Distributed Infrastructure Services | VM | VM - Tier 2
1000058598 | Server - VM - Tier 2 | Server - VM - Tier 2_CN | VM | USD | - | - | 423.36 | 423.36 | Asia | China | Data Center | Distributed Infrastructure Services | VM | VM - Tier 2
10131000058572 | Server - VM - Tier 2 | Server - VM - Tier 2 | VM | USD | - | - | 426.19 | 426.19 | Asia | Country (Shared) | Data Center | Distributed Infrastructure Services | VM | VM - Tier 2
10131000058274 | Server - VM - Tier 2 | Server - VM - Tier 2_JP | VM | JPY | - | - | 56953 | 581.4 | Japan | Japan | Data Center | Distributed Infrastructure Services | VM | VM - Tier 2
10131000058275 | Server - VM - Tier 2 | Server - VM - Tier 2_JP CSJ | VM | JPY | - | - | 56953 | 581.4 | Japan | Japan | Data Center | Distributed Infrastructure Services | VM | VM - Tier 2
10131000058578 | Server - VM - Tier 2 | Server - VM - Tier 2_KR | VM | USD | - | - | 330.33 | 330.33 | Asia | Korea | Data Center | Distributed Infrastructure Services | VM | VM - Tier 2
1000099027 | Server - VM - Tier 2 | Server - VM - Tier 2 | VM | MXN | - | - | 3374.8 | 260.6023 | LATAM | Mexico | Data Center | Distributed Infrastructure Services | VM | VM - Tier 2
10131000057317 | Server - VM - Tier 3 | Server - VM - Tier 3 | VM | USD | 302.26 | - | 309.39 | 309.39 | Asia | Regional | Data Center | Distributed Infrastructure Services | VM | VM - Tier 3
10131000057184 | Server - VM - Tier 3 | Server - VM - Tier 3 | VM | USD | 320 | - | 333 | 333 | NAM | US | Data Center | Distributed Infrastructure Services | VM | VM - Tier 3
1000058599 | Server - VM - Tier 3 | Server - VM - Tier 3_CN | VM | USD | - | - | 458.88 | 458.88 | Asia | China | Data Center | Distributed Infrastructure Services | VM | VM - Tier 3
10131000058573 | Server - VM - Tier 3 | Server - VM - Tier 3 | VM | USD | - | - | 366.98 | 366.98 | Asia | Country (Shared) | Data Center | Distributed Infrastructure Services | VM | VM - Tier 3
10131000058276 | Server - VM - Tier 3 | Server - VM - Tier 3_JP | VM | JPY | - | - | 75164 | 767.31 | Japan | Japan | Data Center | Distributed Infrastructure Services | VM | VM - Tier 3
10131000058277 | Server - VM - Tier 3 | Server - VM - Tier 3_JP CSJ | VM | JPY | - | - | 75164 | 767.31 | Japan | Japan | Data Center | Distributed Infrastructure Services | VM | VM - Tier 3
10131000058579 | Server - VM - Tier 3 | Server - VM - Tier 3_KR | VM | USD | - | - | 368.63 | 368.63 | Asia | Korea | Data Center | Distributed Infrastructure Services | VM | VM - Tier 3
1000099028 | Server - VM - Tier 3 | Server - VM - Tier 3 | VM | MXN | - | - | 4908.8 | 379.0579 | LATAM | Mexico | Data Center | Distributed Infrastructure Services | VM | VM - Tier 3
10131000057316 | Server - VM - Tier 4 | Server - VM - Tier 4 | VM | USD | 419.34 | - | 423.9 | 423.9 | Asia | Regional | Data Center | Distributed Infrastructure Services | VM | VM - Tier 4
10131000057185 | Server - VM - Tier 4 | Server - VM - Tier 4 | VM | USD | 480 | - | 500 | 500 | NAM | US | Data Center | Distributed Infrastructure Services | VM | VM - Tier 4
10131000058278 | Server - VM - Tier 4 | Server - VM - Tier 4_JP | VM | JPY | - | - | 120359 | 1228.68 | Japan | Japan | Data Center | Distributed Infrastructure Services | VM | VM - Tier 4
10131000058279 | Server - VM - Tier 4 | Server - VM - Tier 4_JP CSJ | VM | JPY | - | - | 120359 | 1228.68 | Japan | Japan | Data Center | Distributed Infrastructure Services | VM | VM - Tier 4
10131000058580 | Server - VM - Tier 4 | Server - VM - Tier 4_KR | VM | USD | - | - | 493.81 | 493.81 | Asia | Korea | Data Center | Distributed Infrastructure Services | VM | VM - Tier 4
1000099029 | Server - VM - Tier 4 | Server - VM - Tier 4 | VM | MXN | - | - | 7363.2 | 568.5869 | LATAM | Mexico | Data Center | Distributed Infrastructure Services | VM | VM - Tier 4
10131000038658 | Server - x86 Hardware - Tier 1 | Server - x86 Hardware - Tier 1 | CPU | GBP | 156.0447 | - | 117.81 | 180.5413 | EMEA | United Kingdom | Data Center | Distributed Infrastructure Services | x86 | x86 - Tier 1
10131000038659 | Server - x86 Hardware - Tier 1 | Server - x86 Hardware - Tier 1 | CPU | GBP | 156.0447 | - | 117.81 | 180.5413 | EMEA | United Kingdom | Data Center | Distributed Infrastructure Services | x86 | x86 - Tier 1
10131000038660 | Server - x86 Hardware - Tier 1 | Server - x86 Hardware - Tier 1 | CPU | USD | 156.75 | - | 180.53 | 180.53 | EMEA | United Kingdom | Data Center | Distributed Infrastructure Services | x86 | x86 - Tier 1
10131000057229 | Server - x86 Hardware - Tier 1 | Server - x86 Hardware - Tier 1 | CPU | USD | 165 | - | 172 | 172 | NAM | US | Data Center | Distributed Infrastructure Services | x86 | x86 - Tier 1
10131000057117 | Server - x86 Hardware - Tier 1 | Server - x86 Hardware - Tier 1 | CPU | USD | 175.83 | - | 240.73 | 240.73 | Asia | Regional | Data Center | Distributed Infrastructure Services | x86 | x86 - Tier 1
10131000015964 | Server - x86 Hardware - Tier 1 | Server - x86 Hardware - Tier 1_CA | CPU | CAD | 203.4739 | - | 172 | 172 | NAM | Canada | Data Center | Distributed Infrastructure Services | x86 | x86 - Tier 1
10131000039724 | Server - x86 Hardware - Tier 1 | Server - x86 Hardware - Tier 1_JP | CPU | JPY | 432.2078 | - | 46556 | 475.26 | Japan | Japan | Data Center | Distributed Infrastructure Services | x86 | x86 - Tier 1
10131000052454 | Server - x86 Hardware - Tier 1 | Server - x86 Hardware - Tier 1_JP CSJ | CPU | JPY | 432.2078 | - | 46556 | 475.26 | Japan | Japan | Data Center | Distributed Infrastructure Services | x86 | x86 - Tier 1
10131000025856 | Server - x86 Hardware - Tier 1 | Server - x86 Hardware - Tier 1_KR | CPU | USD | 506.81 | - | 295.73 | 295.73 | Asia | Korea | Data Center | Distributed Infrastructure Services | x86 | x86 - Tier 1
1000058600 | Server - x86 Hardware - Tier 1 | Server - x86 Hardware - Tier 1_CN | CPU | USD | - | - | 271.55 | 271.55 | Asia | China | Data Center | Distributed Infrastructure Services | x86 | x86 - Tier 1
10131000058574 | Server - x86 Hardware - Tier 1 | Server - x86 Hardware - Tier 1 | CPU | USD | - | - | 175.97 | 175.97 | Asia | Country (Shared) | Data Center | Distributed Infrastructure Services | x86 | x86 - Tier 1
1000099008 | Server - x86 Hardware - Tier 1 | Server - x86 Hardware - Tier 1 | CPU | MXN | - | - | 1352 | 104.4015 | LATAM | Mexico | Data Center | Distributed Infrastructure Services | x86 | x86 - Tier 1
10131000038664 | Server - x86 Hardware - Tier 2 | Server - x86 Hardware - Tier 2 | CPU | GBP | 193.8652 | - | 146.36 | 224.2935 | EMEA | United Kingdom | Data Center | Distributed Infrastructure Services | x86 | x86 - Tier 2
10131000038665 | Server - x86 Hardware - Tier 2 | Server - x86 Hardware - Tier 2 | CPU | GBP | 193.8652 | - | 146.36 | 224.2935 | EMEA | United Kingdom | Data Center | Distributed Infrastructure Services | x86 | x86 - Tier 2
10131000038666 | Server - x86 Hardware - Tier 2 | Server - x86 Hardware - Tier 2 | CPU | USD | 194.75 | - | 224.29 | 224.29 | EMEA | United Kingdom | Data Center | Distributed Infrastructure Services | x86 | x86 - Tier 2
10131000015968 | Server - x86 Hardware - Tier 2 | Server - x86 Hardware - Tier 2_CA | CPU | USD | 205 | - | 214 | 214 | NAM | Canada | Data Center | Distributed Infrastructure Services | x86 | x86 - Tier 2
10131000057230 | Server - x86 Hardware - Tier 2 | Server - x86 Hardware - Tier 2 | CPU | USD | 205 | - | 214 | 214 | NAM | US | Data Center | Distributed Infrastructure Services | x86 | x86 - Tier 2
10131000057118 | Server - x86 Hardware - Tier 2 | Server - x86 Hardware - Tier 2_Regional | CPU | USD | 218.46 | 332.47 | 355.55 | 355.55 | Asia | Regional | Data Center | Distributed Infrastructure Services | x86 | x86 - Tier 2
10131000015969 | Server - x86 Hardware - Tier 2 | Server - x86 Hardware - Tier 2_CA | CPU | CAD | 289.8263 | - | 214 | 214 | NAM | Canada | Data Center | Distributed Infrastructure Services | x86 | x86 - Tier 2
10131000052527 | Server - x86 Hardware - Tier 2 | Server - x86 Hardware - Tier 2 | CPU | USD | 612.71 | - | 356.79 | 356.79 | Asia | Korea | Data Center | Distributed Infrastructure Services | x86 | x86 - Tier 2
1000058601 | Server - x86 Hardware - Tier 2 | Server - x86 Hardware - Tier 2_CN | CPU | USD | - | - | 952.44 | 952.44 | Asia | China | Data Center | Distributed Infrastructure Services | x86 | x86 - Tier 2
10131000058575 | Server - x86 Hardware - Tier 2 | Server - x86 Hardware - Tier 2 | CPU | USD | - | - | 424.76 | 424.76 | Asia | Country (Shared) | Data Center | Distributed Infrastructure Services | x86 | x86 - Tier 2
10131000058606 | Server - x86 Hardware - Tier 2 | Server - x86 Hardware - Tier 2 | CPU | USD | - | - | 424.76 | 424.76 | Asia | Country (Shared) | Data Center | Distributed Infrastructure Services | x86 | x86 - Tier 2
10131000058280 | Server - x86 Hardware - Tier 2 | Server - x86 Hardware - Tier 2_JP | CPU | JPY | - | - | 58561 | 597.82 | Japan | Japan | Data Center | Distributed Infrastructure Services | x86 | x86 - Tier 2
10131000058281 | Server - x86 Hardware - Tier 2 | Server - x86 Hardware - Tier 2_JP CSJ | CPU | JPY | - | - | 58561 | 597.82 | Japan | Japan | Data Center | Distributed Infrastructure Services | x86 | x86 - Tier 2
1000099009 | Server - x86 Hardware - Tier 2 | Server - x86 Hardware - Tier 2 | CPU | MXN | - | - | 3562 | 275.0579 | LATAM | Mexico | Data Center | Distributed Infrastructure Services | x86 | x86 - Tier 2
10131000038670 | Server - x86 Hardware - Tier 3 | Server - x86 Hardware - Tier 3 | CPU | GBP | 276.1365 | - | 208.47 | 319.4757 | EMEA | United Kingdom | Data Center | Distributed Infrastructure Services | x86 | x86 - Tier 3
10131000038671 | Server - x86 Hardware - Tier 3 | Server - x86 Hardware - Tier 3 | CPU | GBP | 276.1365 | - | 208.47 | 319.4757 | EMEA | United Kingdom | Data Center | Distributed Infrastructure Services | x86 | x86 - Tier 3
10131000038672 | Server - x86 Hardware - Tier 3 | Server - x86 Hardware - Tier 3 | CPU | USD | 277.4 | - | 319.47 | 319.47 | EMEA | United Kingdom | Data Center | Distributed Infrastructure Services | x86 | x86 - Tier 3
10131000057231 | Server - x86 Hardware - Tier 3 | Server - x86 Hardware - Tier 3 | CPU | USD | 292 | - | 304 | 304 | NAM | US | Data Center | Distributed Infrastructure Services | x86 | x86 - Tier 3
10131000057120 | Server - x86 Hardware - Tier 3 | Server - x86 Hardware - Tier 3 | CPU | USD | 311.17 | - | 426.08 | 426.08 | Asia | Regional | Data Center | Distributed Infrastructure Services | x86 | x86 - Tier 3
10131000058282 | Server - x86 Hardware - Tier 3 | Server - x86 Hardware - Tier 3_JP | CPU | JPY | - | - | 67345 | 687.49 | Japan | Japan | Data Center | Distributed Infrastructure Services | x86 | x86 - Tier 3
10131000058283 | Server - x86 Hardware - Tier 3 | Server - x86 Hardware - Tier 3_JP CSJ | CPU | JPY | - | - | 67345 | 687.49 | Japan | Japan | Data Center | Distributed Infrastructure Services | x86 | x86 - Tier 3
10131000058549 | Server - x86 Hardware - Tier 3 | Server - x86 Hardware - Tier 3_KR | CPU | USD | - | - | 509.29 | 509.29 | Asia | Korea | Data Center | Distributed Infrastructure Services | x86 | x86 - Tier 3
1000099010 | Server - x86 Hardware - Tier 3 | Server - x86 Hardware - Tier 3 | CPU | MXN | - | - | 4589 | 354.3629 | LATAM | Mexico | Data Center | Distributed Infrastructure Services | x86 | x86 - Tier 3
1000099011 | Server - x86 Hardware - Tier 4 | Server - Wintel - CPU - Tier 4 | CPU | MXN | - | - | 12389 | 956.6795 | LATAM | Mexico | Data Center | Distributed Infrastructure Services | x86 | x86 - Tier 3
10131000056437 | Service Delivery Management | Service Delivery Management - ICG | Actual Cost | USD | 61.75 | - | 1e-08 | 0 | Asia | Regional | Data Center | Other Data Center | Service Delivery Management | Service Delivery Management - ICG
10131000056444 | Service Delivery Management | Service Delivery Management - GCG | Actual Cost | USD | 61.75 | - | 1e-08 | 0 | Asia | Regional | Data Center | Other Data Center | Service Delivery Management | Service Delivery Management - GCG
10131000058851 | Service Delivery Management | Service Delivery Management - GCG | Actual Cost | GBP | - | - | 1e-08 | 1.5325e-08 | EMEA | United Kingdom | Other | Other | Service Delivery Management | Service Delivery Management - GCG
10131000058852 | Service Delivery Management | Service Delivery Management - ICG | Actual Cost | GBP | - | - | 1e-08 | 1.5325e-08 | EMEA | United Kingdom | Other | Other | Service Delivery Management | Service Delivery Management - ICG
10131000058384 | Service Delivery Management | Service Delivery Management | Actual Cost | USD | - | - | 0 | 0 | NAM | US | Other | Other | Service Delivery Management | Service Delivery Management - GCG
1000099124 | SERVICIO MEDIDO LLAMADA LOCAL | SERVICIO MEDIDO LLAMADA LOCAL | Call | MXN | - | - | 0.88 | 0.067954 | LATAM | Mexico | Voice & Conferencing | Voice | Other | SERVICIO MEDIDO LLAMADA LOCAL
1000099161 | SERVICIO MEDIDO LLAMADA LOCAL | SERVICIO MEDIDO LLAMADA LOCAL Filial | Call | MXN | - | - | 0.97 | 0.074903 | LATAM | Mexico | Voice & Conferencing | Voice | Other | SERVICIO MEDIDO LLAMADA LOCAL
1000099126 | SERVICIO MEDIDO LLAMADA RED INTERNA | SERVICIO MEDIDO LLAMADA RED INTERNA | Call | MXN | - | - | 1.06 | 0.081853 | LATAM | Mexico | Voice & Conferencing | Voice | Other | SERVICIO MEDIDO LLAMADA RED INTERNA
1000099163 | SERVICIO MEDIDO LLAMADA RED INTERNA | SERVICIO MEDIDO LLAMADA RED INTERNA Filial | Call | MXN | - | - | 1.15 | 0.088803 | LATAM | Mexico | Voice & Conferencing | Voice | Other | SERVICIO MEDIDO LLAMADA RED INTERNA
10131000033233 | SharePoint | SharePoint | Account | USD | 1.8 | - | 2.3 | 2.3 | NAM | US | Messaging & Mobile | Collaboration | Sharepoint | Sharepoint
1000099083 | SharePoint | SharePoint | Account | MXN | - | - | 28.81 | 2.2247 | LATAM | Mexico | Messaging & Mobile | Collaboration | Sharepoint | Sharepoint
1000099091 | SharePoint | SharePoint_Filial | Account | MXN | - | - | 35.51 | 2.7421 | LATAM | Mexico | Messaging & Mobile | Collaboration | Sharepoint | Sharepoint
10131000033229 | SharePoint Additional Storage | SharePoint Additional Storage | GB | USD | 0.8 | - | 1.15 | 1.15 | NAM | US | Messaging & Mobile | Collaboration | Sharepoint | Sharepoint Additional Storage
1000099084 | SharePoint Additional Storage | SharePoint Additional Storage | GB | MXN | - | - | 12.35 | 0.95367 | LATAM | Mexico | Messaging & Mobile | Collaboration | Sharepoint | Sharepoint Additional Storage
1000099092 | SharePoint Additional Storage | SharePoint Additional Storage_Filial | GB | MXN | - | - | 15.22 | 1.1753 | LATAM | Mexico | Messaging & Mobile | Collaboration | Sharepoint | Sharepoint Additional Storage
10131000058383 | Single Sign-on | Single Sign-on | Actual Cost | USD | - | - | 12.78 | 12.78 | NAM | US | Other | Other | Single Sign-On | Single Sign-On
1000099105 | Site Specific Connectivity | Site Specific Connectivity | Desktop | MXN | - | - | 895 | 69.112 | LATAM | Mexico | Network | Other Network | Local Product | SITE SPECIFIC CONNECTIVITY
1000099108 | Site Specific Connectivity | Site Specific Connectivity_Filial | Desktop | MXN | - | - | 939.75 | 72.5676 | LATAM | Mexico | Network | Other Network | Local Product | SITE SPECIFIC CONNECTIVITY
1000099131 | SMS Messaging | SMS Messaging | Actual Cost | MXN | - | - | 0 | 0 | LATAM | Mexico | Voice & Conferencing | Voice | Other | SMS Messaging
1000099168 | SMS Messaging | SMS Messaging_Filial | Actual Cost | MXN | - | - | 0 | 0 | LATAM | Mexico | Voice & Conferencing | Voice | Other | SMS Messaging
1000099164 | SOPORTE Y MANTENIMIENTO DE RED | SOPORTE Y MANTENIMIENTO DE RED Filial | Extension | MXN | - | - | 245.67 | 18.9707 | LATAM | Mexico | Voice & Conferencing | Voice | Other | SOPORTE Y MANTENIMIENTO DE RED
1000099128 | SOPORTE Y MANTENIMIENTO LOCAL | SOPORTE Y MANTENIMIENTO LOCAL | Extension | MXN | - | - | 145 | 11.1969 | LATAM | Mexico | Voice & Conferencing | Voice | Other | SOPORTE Y MANTENIMIENTO LOCAL
1000099165 | SOPORTE Y MANTENIMIENTO LOCAL | SOPORTE Y MANTENIMIENTO LOCAL Filial | Extension | MXN | - | - | 154.25 | 11.9112 | LATAM | Mexico | Voice & Conferencing | Voice | Other | SOPORTE Y MANTENIMIENTO LOCAL
10131000029909 | Standard Contact Center Telephony | Standard Contact Center Telephony_UK | Actual Cost | GBP | 0 | - | 1e-08 | 1.5325e-08 | EMEA | United Kingdom | Voice & Conferencing | Voice | Handset Packages | Standard Contact Center Telephony
10131000029911 | Standard Contact Center Telephony | Standard Contact Center Telephony_UK | Actual Cost | GBP | 0 | - | 1e-08 | 1.5325e-08 | EMEA | United Kingdom | Voice & Conferencing | Voice | Handset Packages | Standard Contact Center Telephony
10131000039691 | Standard Contact Center Telephony | Standard Contact Center Telephony_UK | Actual Cost | USD | 0 | - | 1e-08 | 1e-08 | EMEA | United Kingdom | Voice & Conferencing | Voice | Handset Packages | Standard Contact Center Telephony
10131000051836 | Standard Contact Center Telephony | Standard Contact Center Telephony_SG | Assigned Phoneset | USD | 10.0254 | - | 9.47 | 9.47 | Asia | Singapore | Voice & Conferencing | Voice | Handset Packages | Standard Contact Center Telephony
10131000051834 | Standard Contact Center Telephony | Standard Contact Center Telephony_MY | Assigned Phoneset | USD | 10.1724 | - | 10.51 | 10.51 | Asia | Malaysia | Voice & Conferencing | Voice | Handset Packages | Standard Contact Center Telephony
10131000051838 | Standard Contact Center Telephony | Standard Contact Center Telephony_TW | Assigned Phoneset | USD | 12.3774 | - | 13.95 | 13.95 | Asia | Taiwan | Voice & Conferencing | Voice | Handset Packages | Standard Contact Center Telephony
10131000051831 | Standard Contact Center Telephony | Standard Contact Center Telephony_HK | Assigned Phoneset | USD | 13.818 | - | 34.27 | 34.27 | Asia | Hong Kong | Voice & Conferencing | Voice | Handset Packages | Standard Contact Center Telephony
10131000051830 | Standard Contact Center Telephony | Standard Contact Center Telephony_CN | Assigned Phoneset | USD | 21.0602 | - | 27.09 | 27.09 | Asia | China | Voice & Conferencing | Voice | Handset Packages | Standard Contact Center Telephony
10131000051837 | Standard Contact Center Telephony | Standard Contact Center Telephony_TH | Assigned Phoneset | USD | 24.9998 | - | 11.63 | 11.63 | Asia | Thailand | Voice & Conferencing | Voice | Handset Packages | Standard Contact Center Telephony
10131000051835 | Standard Contact Center Telephony | Standard Contact Center Telephony_PH | Assigned Phoneset | USD | 26.901 | - | 27.24 | 27.24 | Asia | Philippines | Voice & Conferencing | Voice | Handset Packages | Standard Contact Center Telephony
10131000056416 | Standard Contact Center Telephony | Standard Contact Center Telephony | Assigned Phoneset | USD | 37.5 | - | 38.4 | 38.4 | NAM | US | Voice & Conferencing | Voice | Handset Packages | Standard Contact Center Telephony
10131000051832 | Standard Contact Center Telephony | Standard Contact Center Telephony_ID | Assigned Phoneset | USD | 43.365 | - | 29.99 | 29.99 | Asia | Indonesia | Voice & Conferencing | Voice | Handset Packages | Standard Contact Center Telephony
10131000052005 | Standard Contact Center Telephony | Standard Contact Center Telephony_KR | Assigned Phoneset | USD | 44.8938 | - | 46.56 | 46.56 | Asia | Korea | Voice & Conferencing | Voice | Handset Packages | Standard Contact Center Telephony
10131000056544 | Standard Contact Center Telephony | Standard Contact Center Telephony_IN | Assigned Phoneset | USD | 51.8224 | - | 35.96 | 35.96 | Asia | India | Voice & Conferencing | Voice | Handset Packages | Standard Contact Center Telephony
10131000039845 | Standard Contact Center Telephony | Standard Contact Center Telephony_JP | Assigned Phoneset | JPY | 546.558 | - | 60775 | 620.42 | Japan | Japan | Voice & Conferencing | Voice | Handset Packages | Standard Contact Center Telephony
10131000051764 | Standard Contact Center Telephony | Standard Contact Center Telephony_JP CSJ | Assigned Phoneset | JPY | 546.558 | - | 60775 | 620.42 | Japan | Japan | Voice & Conferencing | Voice | Handset Packages | Standard Contact Center Telephony
10131000057867 | Standard Contact Center Telephony | Standard Contact Center Telephony_CA | Assigned Phoneset | CAD | - | - | 38.4 | 38.4 | NAM | Canada | Voice & Conferencing | Voice | Handset Packages | Standard Contact Center Telephony
10131000051799 | Standard Contact Center Telephony Infrastructure_Regional | Standard Contact Center Telephony Infrastructure_Regional | Assigned Phoneset | USD | 46.43 | - | 78.74 | 78.74 | Asia | Regional | Voice & Conferencing | Voice | Handset Packages | Standard Contact Center Telephony
10131000051800 | Standard Contact Center Telephony Support_Regional | Standard Contact Center Telephony Support_Regional | Assigned Phoneset | USD | 6.36 | - | 13.12 | 13.12 | Asia | Regional | Voice & Conferencing | Voice | Handset Packages | Standard Contact Center Telephony
10131000057331 | Standard Desktop | Standard Desktop_VN | Device | USD | 13.33 | - | 72.51 | 72.51 | Asia | Vietnam | Desktop | Device | Standard Desktop | Standard Desktop
10131000021818 | Standard Desktop | Standard Desktop_HK | Device | USD | 13.41 | - | 43.16 | 43.16 | Asia | Hong Kong | Desktop | Device | Standard Desktop | Standard Desktop
10131000016797 | Standard Desktop | Standard Desktop_CZ | Device | CZK | 13.7521 | - | 2543.48 | 130.426 | EMEA | Czech | Desktop | Device | Standard Desktop | Standard Desktop
10131000021822 | Standard Desktop | Standard Desktop_MY | Device | USD | 14.08 | - | 37.05 | 37.05 | Asia | Malaysia | Desktop | Device | Standard Desktop | Standard Desktop
10131000021821 | Standard Desktop | Standard Desktop_KR | Device | USD | 14.27 | - | 124.09 | 124.09 | Asia | Korea | Desktop | Device | Standard Desktop | Standard Desktop
10131000021826 | Standard Desktop | Standard Desktop_TW | Device | USD | 14.33 | - | 61.45 | 61.45 | Asia | Taiwan | Desktop | Device | Standard Desktop | Standard Desktop
10131000021817 | Standard Desktop | Standard Desktop_CN | Device | USD | 14.48 | - | 42.49 | 42.49 | Asia | China | Desktop | Device | Standard Desktop | Standard Desktop
10131000021824 | Standard Desktop | Standard Desktop_SG | Device | USD | 14.61 | - | 45.19 | 45.19 | Asia | Singapore | Desktop | Device | Standard Desktop | Standard Desktop
10131000021825 | Standard Desktop | Standard Desktop_TH | Device | USD | 14.64 | - | 57.65 | 57.65 | Asia | Thailand | Desktop | Device | Standard Desktop | Standard Desktop
10131000021816 | Standard Desktop | Standard Desktop_AU | Device | USD | 14.72 | - | 110.98 | 110.98 | Asia | Australia | Desktop | Device | Standard Desktop | Standard Desktop
10131000016809 | Standard Desktop | Standard Desktop_PK | Device | PKR | 14.8317 | - | 21168.69 | 193.443 | EMEA | Pakistan | Desktop | Device | Standard Desktop | Standard Desktop
10131000016833 | Standard Desktop | Standard Desktop_IE | Device | EUR | 14.8759 | - | 94.65 | 125.697 | EMEA | Ireland | Desktop | Device | Standard Desktop | Standard Desktop
10131000021823 | Standard Desktop | Standard Desktop_PH | Device | USD | 16.05 | - | 28.22 | 28.22 | Asia | Philippines | Desktop | Device | Standard Desktop | Standard Desktop
10131000021819 | Standard Desktop | Standard Desktop_ID | Device | USD | 16.18 | - | 43.25 | 43.25 | Asia | Indonesia | Desktop | Device | Standard Desktop | Standard Desktop
10131000016814 | Standard Desktop | Standard Desktop_RU | Device | RUB | 16.3719 | - | 3833.21 | 111.7224 | EMEA | Russia | Desktop | Device | Standard Desktop | Standard Desktop
10131000021820 | Standard Desktop | Standard Desktop_IN | Device | USD | 17.16 | - | 60.1 | 60.1 | Asia | India | Desktop | Device | Standard Desktop | Standard Desktop
10131000016800 | Standard Desktop | Standard Desktop_HU | Device | HUF | 18.2891 | - | 32025.11 | 140.3361 | EMEA | Hungary | Desktop | Device | Standard Desktop | Standard Desktop
10131000016811 | Standard Desktop | Standard Desktop_PL | Device | PLN | 19.7629 | - | 590.27 | 182.0788 | EMEA | Poland | Desktop | Device | Standard Desktop | Standard Desktop
10131000016813 | Standard Desktop | Standard Desktop_RO | Device | RON | 23.3318 | - | 851.13 | 248.4538 | EMEA | Romania | Desktop | Device | Standard Desktop | Standard Desktop
10131000033828 | Standard Desktop | Standard Desktop_JP | Device | JPY | 25.7351 | - | 23733 | 242.28 | Japan | Japan | Desktop | Device | Standard Desktop | Standard Desktop
10131000052478 | Standard Desktop | Standard Desktop_JP CSJ | Device | JPY | 25.7351 | - | 23733 | 242.28 | Japan | Japan | Desktop | Device | Standard Desktop | Standard Desktop
10131000016817 | Standard Desktop | Standard Desktop_SK | Device | EUR | 27.1113 | - | 196.22 | 260.5839 | EMEA | Slovakia | Desktop | Device | Standard Desktop | Standard Desktop
10131000016822 | Standard Desktop | Standard Desktop_TR | Device | TRY | 28.1403 | - | 962.26 | 466.2532 | EMEA | Turkey | Desktop | Device | Standard Desktop | Standard Desktop
10131000016827 | Standard Desktop | Standard Desktop_UK | Device | GBP | 31.128 | - | 110.41 | 169.2009 | EMEA | United Kingdom | Desktop | Device | Standard Desktop | Standard Desktop
10131000016830 | Standard Desktop | Standard Desktop_UK | Device | GBP | 31.128 | - | 110.41 | 169.2009 | EMEA | United Kingdom | Desktop | Device | Standard Desktop | Standard Desktop
10131000039381 | Standard Desktop | Standard Desktop_UK | Device | USD | 31.27 | - | 169.2 | 169.2 | EMEA | United Kingdom | Desktop | Device | Standard Desktop | Standard Desktop
10131000016798 | Standard Desktop | Standard Desktop_EG | Device | EGP | 36.3362 | - | 1591.22 | 199.1168 | EMEA | Egypt | Desktop | Device | Standard Desktop | Standard Desktop
10131000033951 | Standard Desktop | Standard Desktop_CA | Device | CAD | 37.7171 | - | 143.7 | 143.7 | NAM | Canada | Desktop | Device | Standard Desktop | Standard Desktop
10131000033947 | Standard Desktop | Standard Desktop | Device | USD | 38 | - | 143.7 | 143.7 | NAM | US | Desktop | Device | Standard Desktop | Standard Desktop
10131000056983 | Standard Desktop | Standard Desktop_ES | Device | EUR | 41.033 | - | 124.0668 | 164.7631 | EMEA | Spain | Desktop | Device | Standard Desktop | Standard Desktop
10131000016835 | Standard Desktop | Standard Desktop_LU | Device | EUR | 47.02 | - | 234.04 | 310.8096 | EMEA | Luxembourg | Desktop | Device | Standard Desktop | Standard Desktop
10131000016836 | Standard Desktop | Standard Desktop_NL | Device | EUR | 48.5102 | - | 303.19 | 402.6422 | EMEA | Netherlands | Desktop | Device | Standard Desktop | Standard Desktop
10131000016825 | Standard Desktop | Standard Desktop_UA | Device | UAH | 48.5746 | - | 1652.91 | 195.8695 | EMEA | Ukraine | Desktop | Device | Standard Desktop | Standard Desktop
10131000016793 | Standard Desktop | Standard Desktop_BG | Device | BGN | 48.5964 | - | 324.5236 | 219.9672 | EMEA | Bulgaria | Desktop | Device | Standard Desktop | Standard Desktop
10131000016806 | Standard Desktop | Standard Desktop_LB | Device | LBP | 60.7239 | - | 621037.23 | 411.965 | EMEA | Lebanon | Desktop | Device | Standard Desktop | Standard Desktop
10131000016823 | Standard Desktop | Standard Desktop_AE | Device | AED | 61.8051 | - | 1046 | 284.7808 | EMEA | United Arab Emirates (UAE) | Desktop | Device | Standard Desktop | Standard Desktop
10131000016808 | Standard Desktop | Standard Desktop_NG | Device | NGN | 71.8171 | - | 76141.16 | 458.5783 | EMEA | Nigeria | Desktop | Device | Standard Desktop | Standard Desktop
10131000016804 | Standard Desktop | Standard Desktop_KZ | Device | KZT | 72.11 | - | 76459.34 | 476.4152 | EMEA | Kazakhstan | Desktop | Device | Standard Desktop | Standard Desktop
10131000016791 | Standard Desktop | Standard Desktop_DZ | Device | DZD | 72.5069 | - | 93112.61 | 1152.5134 | EMEA | Algeria | Desktop | Device | Standard Desktop | Standard Desktop
10131000033840 | Standard Desktop | Standard Desktop_ES | Device | EUR | 84.3798 | - | 217.81 | 289.2559 | EMEA | Spain | Desktop | Device | Standard Desktop | Standard Desktop
10131000016792 | Standard Desktop | Standard Desktop_BH | Device | USD | 100.36 | - | 649.41 | 649.41 | EMEA | Bahrain | Desktop | Device | Standard Desktop | Standard Desktop
10131000016803 | Standard Desktop | Standard Desktop_JO | Device | JOD | 107.2496 | - | 538.75 | 759.8731 | EMEA | Jordan | Desktop | Device | Standard Desktop | Standard Desktop
10131000016818 | Standard Desktop | Standard Desktop_ZA | Device | ZAR | 109.1698 | - | 2960.63 | 286.1817 | EMEA | South Africa | Desktop | Device | Standard Desktop | Standard Desktop
10131000016837 | Standard Desktop | Standard Desktop_PT | Device | EUR | 117.4388 | - | 840.91 | 1116.7447 | EMEA | Portugal | Desktop | Device | Standard Desktop | Standard Desktop
10131000016794 | Standard Desktop | Standard Desktop_CM | Device | XOF | 122.3969 | - | 377399.39 | 764.1683 | EMEA | Cameroon | Desktop | Device | Standard Desktop | Standard Desktop
10131000016799 | Standard Desktop | Standard Desktop_GA | Device | XOF | 125.1177 | - | 486622.41 | 985.326 | EMEA | Gabon | Desktop | Device | Standard Desktop | Standard Desktop
10131000016831 | Standard Desktop | Standard Desktop_FR | Device | EUR | 126.4193 | - | 221.03 | 293.5321 | EMEA | France | Desktop | Device | Standard Desktop | Standard Desktop
10131000033833 | Standard Desktop | Standard Desktop_ES | Device | EUR | 128.6677 | - | 212.99 | 282.8548 | EMEA | Spain | Desktop | Device | Standard Desktop | Standard Desktop
10131000016838 | Standard Desktop | Standard Desktop_CH | Device | CHF | 131.2992 | - | 355.99 | 385.4322 | EMEA | Switzerland | Desktop | Device | Standard Desktop | Standard Desktop
10131000016834 | Standard Desktop | Standard Desktop_IT | Device | EUR | 143.9619 | - | 297.81 | 395.4974 | EMEA | Italy | Desktop | Device | Standard Desktop | Standard Desktop
10131000016820 | Standard Desktop | Standard Desktop_TN | Device | TND | 156.2818 | - | 1083.05 | 624.2252 | EMEA | Tunisia | Desktop | Device | Standard Desktop | Standard Desktop
10131000016824 | Standard Desktop | Standard Desktop_UG | Device | UGX | 157.9577 | - | 2803020.827 | 1003.346 | EMEA | Uganda | Desktop | Device | Standard Desktop | Standard Desktop
10131000016832 | Standard Desktop | Standard Desktop_DE | Device | EUR | 178.6942 | - | 399.35 | 530.3445 | EMEA | Germany | Desktop | Device | Standard Desktop | Standard Desktop
10131000016802 | Standard Desktop | Standard Desktop_IL | Device | ILS | 181.2465 | - | 1781.12 | 497.7681 | EMEA | Israel | Desktop | Device | Standard Desktop | Standard Desktop
10131000016807 | Standard Desktop | Standard Desktop_MA | Device | MAD | 196.2219 | - | 7773.51 | 890.045 | EMEA | Morocco | Desktop | Device | Standard Desktop | Standard Desktop
10131000016805 | Standard Desktop | Standard Desktop_KE | Device | KES | 208.6732 | - | 77301.74 | 821.7745 | EMEA | Kenya | Desktop | Device | Standard Desktop | Standard Desktop
10131000016795 | Standard Desktop | Standard Desktop_CG | Device | USD | 209.55 | - | 885.53 | 885.53 | EMEA | Congo | Desktop | Device | Standard Desktop | Standard Desktop
10131000033912 | Standard Desktop | Standard Desktop_KW | Device | KWD | 210.9372 | - | 279.41 | 977.8635 | EMEA | Kuwait | Desktop | Device | Standard Desktop | Standard Desktop
10131000016819 | Standard Desktop | Standard Desktop_TZ | Device | TZS | 214.1701 | - | 1227362.31 | 695.176 | EMEA | Tanzania | Desktop | Device | Standard Desktop | Standard Desktop
10131000016816 | Standard Desktop | Standard Desktop_SN | Device | XOF | 218.2999 | - | 556373.05 | 1126.559 | EMEA | Senegal | Desktop | Device | Standard Desktop | Standard Desktop
10131000016839 | Standard Desktop | Standard Desktop_QA | Device | USD | 236.31 | - | 17108.94 | 17108.94 | EMEA | Qatar | Desktop | Device | Standard Desktop | Standard Desktop
10131000016796 | Standard Desktop | Standard Desktop_CI | Device | XOF | 287.965 | - | 635751.23 | 1287.286 | EMEA | Cote D'Ivoir | Desktop | Device | Standard Desktop | Standard Desktop
10131000016826 | Standard Desktop | Standard Desktop_ZM | Device | ZMK | 299.8386 | - | 6706335.83 | 1131.7445 | EMEA | Zambia | Desktop | Device | Standard Desktop | Standard Desktop
10131000016394 | Standard Desktop | Standard Desktop_GR | Device | EUR | - | - | 66.44 | 88.2336 | EMEA | Greece | Desktop | Device | Standard Desktop | Standard Desktop
10131000058861 | Standard Desktop | Standard Desktop_IN | Device | USD | - | - | 95.61 | 95.61 | Asia | India | Desktop | Device | Standard Desktop | Standard Desktop
10131000058862 | Standard Desktop | Standard Desktop_KR | Device | USD | - | - | 306.39 | 306.39 | Asia | Korea | Desktop | Device | Standard Desktop | Standard Desktop
1000099061 | Standard Desktop | Standard Desktop | Device | MXN | - | - | 444.5 | 34.3243 | LATAM | Mexico | Desktop | Device | Standard Desktop | Standard Desktop
1000099073 | Standard Desktop | Standard Desktop | Device | MXN | - | - | 524.9739 | 40.5385 | LATAM | Mexico | Desktop | Device | Standard Desktop | Standard Desktop
10131000058315 | Standard Desktop | Standard Desktop_PL | Device | PLN | - | - | 263.22 | 81.1947 | EMEA | Poland | Desktop | Device | Standard Desktop | Standard Desktop
10131000058863 | Standard Desktop | Standard Desktop_TW | Device | USD | - | - | 140.91 | 140.91 | Asia | Taiwan | Desktop | Device | Standard Desktop | Standard Desktop
1000099064 | Standard Desktop Support | Standard Desktop Support | Device | MXN | - | - | 42.4 | 3.2741 | LATAM | Mexico | Desktop | Support | Standard Desktop Support | Standard Desktop Support
1000099065 | Standard Desktop Support | Standard Desktop Support | Device | MXN | - | - | 73 | 5.6371 | LATAM | Mexico | Desktop | Support | Standard Desktop Support | Standard Desktop Support
1000099066 | Standard Desktop Support | Standard Desktop Support | Device | MXN | - | - | 245 | 18.9189 | LATAM | Mexico | Desktop | Support | Standard Desktop Support | Standard Desktop Support
1000099074 | Standard Desktop Support | Standard Desktop Support_FILIAL | Device | MXN | - | - | 90 | 6.9498 | LATAM | Mexico | Desktop | Support | Standard Desktop Support | Standard Desktop Support
10131000025778 | Standard End User Support | Standard End User Support_UK | Device | GBP | 174.4911 | - | 267.4 | 409.7847 | EMEA | United Kingdom | Desktop | Support | Standard End User Support | Standard End User Support
10131000016667 | Standard MarketPlace Request | Standard MarketPlace Request_IT | Request | EUR | 0 | - | 1e-08 | 1.328e-08 | EMEA | Italy | Desktop | Support | Standard MarketPlace Request | Standard MarketPlace Request
10131000016751 | Standard MarketPlace Request | Standard MarketPlace Request_CH | Request | CHF | 0 | - | 1e-08 | 1.0827e-08 | EMEA | Switzerland | Desktop | Support | Standard MarketPlace Request | Standard MarketPlace Request
10131000016649 | Standard MarketPlace Request | Standard MarketPlace Request_PL | Request | PLN | 15.6908 | - | 69.45 | 21.423 | EMEA | Poland | Desktop | Support | Standard MarketPlace Request | Standard MarketPlace Request
10131000016643 | Standard MarketPlace Request | Standard MarketPlace Request_CZ | Request | CZK | 23.2988 | - | 640.74 | 32.8562 | EMEA | Czech | Desktop | Support | Standard MarketPlace Request | Standard MarketPlace Request
10131000016665 | Standard MarketPlace Request | Standard MarketPlace Request_IE | Request | EUR | 27.7461 | - | 18.96 | 25.1792 | EMEA | Ireland | Desktop | Support | Standard MarketPlace Request | Standard MarketPlace Request
10131000016659 | Standard MarketPlace Request | Standard MarketPlace Request | Request | GBP | 36.4185 | - | 19.71 | 30.2051 | EMEA | United Kingdom | Desktop | Support | Standard MarketPlace Request | Standard MarketPlace Request
10131000016660 | Standard MarketPlace Request | Standard MarketPlace Request | Request | GBP | 36.4185 | - | 19.71 | 30.2051 | EMEA | United Kingdom | Desktop | Support | Standard MarketPlace Request | Standard MarketPlace Request
10131000039376 | Standard MarketPlace Request | Standard MarketPlace Request | Request | USD | 36.5816 | - | 30.21 | 30.21 | EMEA | United Kingdom | Desktop | Support | Standard MarketPlace Request | Standard MarketPlace Request
10131000016645 | Standard MarketPlace Request | Standard MarketPlace Request_HU | Request | HUF | 40.4726 | - | 12907.37 | 56.5609 | EMEA | Hungary | Desktop | Support | Standard MarketPlace Request | Standard MarketPlace Request
10131000016651 | Standard MarketPlace Request | Standard MarketPlace Request_RU | Request | RUB | 41.9043 | - | 3060.92 | 89.2133 | EMEA | Russia | Desktop | Support | Standard MarketPlace Request | Standard MarketPlace Request
10131000016664 | Standard MarketPlace Request | Standard MarketPlace Request_DE | Request | EUR | 47.785 | - | 34.68 | 46.0557 | EMEA | Germany | Desktop | Support | Standard MarketPlace Request | Standard MarketPlace Request
10131000020854 | Standard MarketPlace Request | Standard MarketPlace Request | Request | USD | 61.6 | - | 45 | 45 | NAM | US | Desktop | Support | Standard MarketPlace Request | Standard MarketPlace Request
10131000016687 | Standard MarketPlace Request | Standard MarketPlace Request | Request | GBP | 104.1057 | - | 67.36 | 103.2277 | EMEA | United Kingdom | Desktop | Support | Standard MarketPlace Request | Standard MarketPlace Request
10131000016688 | Standard MarketPlace Request | Standard MarketPlace Request | Request | GBP | 104.1057 | - | 67.36 | 103.2277 | EMEA | United Kingdom | Desktop | Support | Standard MarketPlace Request | Standard MarketPlace Request
10131000039377 | Standard MarketPlace Request | Standard MarketPlace Request | Request | USD | 104.5704 | - | 103.22 | 103.22 | EMEA | United Kingdom | Desktop | Support | Standard MarketPlace Request | Standard MarketPlace Request
10131000016741 | Standard MarketPlace Request | Standard MarketPlace Request | Request | GBP | 186.4206 | - | 1e-08 | 1.5325e-08 | EMEA | United Kingdom | Desktop | Support | Standard MarketPlace Request | Standard MarketPlace Request
10131000016962 | Standard MarketPlace Request | Standard MarketPlace Request | Request | GBP | 186.4206 | - | 1e-08 | 1.5325e-08 | EMEA | United Kingdom | Desktop | Support | Premium MarketPlace Request | Premium MarketPlace Request
10131000039378 | Standard MarketPlace Request | Standard MarketPlace Request | Request | USD | 187.2728 | - | 1e-08 | 1e-08 | EMEA | United Kingdom | Desktop | Support | Standard MarketPlace Request | Standard MarketPlace Request
10131000016672 | Standard MarketPlace Request | Standard MarketPlace Request_CH | Request | CHF | 225.1669 | - | 514.2 | 556.7269 | EMEA | Switzerland | Desktop | Support | Standard MarketPlace Request | Standard MarketPlace Request
10131000016677 | Standard MarketPlace Request | Standard MarketPlace Request_GR | Request | EUR | - | - | 1e-08 | 1.328e-08 | EMEA | Greece | Desktop | Support | Standard MarketPlace Request | Standard MarketPlace Request
10131000058313 | Standard MarketPlace Request | Standard MarketPlace Request_PL | Request | PLN | - | - | 1e-08 | 3.0847e-09 | EMEA | Poland | Desktop | Support | Standard MarketPlace Request | Standard MarketPlace Request
10131000016655 | Standard MarketPlace Request | Standard MarketPlace Request_ZA | Request | ZAR | - | - | 1e-08 | 9.6662e-10 | EMEA | South Africa | Desktop | Support | Standard MarketPlace Request | Standard MarketPlace Request
10131000057870 | Standard Mobility | Standard Mobility_CA | Assigned Mobility License | CAD | 2.7295 | - | 2.69 | 2.69 | NAM | Canada | Voice & Conferencing | Voice | Mobility Packages | Standard Mobility
10131000056421 | Standard Mobility | Standard Mobility | Assigned Mobility License | USD | 2.75 | - | 2.69 | 2.69 | NAM | US | Voice & Conferencing | Voice | Mobility Packages | Standard Mobility
1000099139 | Standard Mobility | Standard Mobility | Assigned Mobility License | MXN | - | - | 700 | 54.0541 | LATAM | Mexico | Voice & Conferencing | Voice | Mobility Packages | Standard Mobility
1000099176 | Standard Mobility | Standard Mobility_Filial | Assigned Mobility License | MXN | - | - | 763 | 58.9189 | LATAM | Mexico | Voice & Conferencing | Voice | Mobility Packages | Standard Mobility
1000099067 | Standard Monitor | Standard Monitor | Device | MXN | - | - | 46.76 | 3.6108 | LATAM | Mexico | Desktop | Device | Monitor | Monitor
1000099075 | Standard Monitor | Standard Monitor | Device | MXN | - | - | 55.6359 | 4.2962 | LATAM | Mexico | Desktop | Device | Monitor | Monitor
10131000025779 | Standard Office Telephony | Standard Office Telephony_UK | Actual Cost | GBP | 0 | - | 1e-08 | 1.5325e-08 | EMEA | United Kingdom | Voice & Conferencing | Voice | Handset Packages | Standard Office Telephony
10131000056537 | Standard Office Telephony | Standard Office Telephony_MY | Assigned Phoneset | USD | 10.86 | - | 9.41 | 9.41 | Asia | Malaysia | Voice & Conferencing | Voice | Handset Packages | Standard Office Telephony
10131000056523 | Standard Office Telephony | Standard Office Telephony_HK | Assigned Phoneset | USD | 11.21 | - | 16.36 | 16.36 | Asia | Hong Kong | Voice & Conferencing | Voice | Handset Packages | Standard Office Telephony
10131000056542 | Standard Office Telephony | Standard Office Telephony_PH | Assigned Phoneset | USD | 11.49 | - | 9.89 | 9.89 | Asia | Philippines | Voice & Conferencing | Voice | Handset Packages | Standard Office Telephony
10131000056519 | Standard Office Telephony | Standard Office Telephony_CN | Assigned Phoneset | USD | 12.56 | - | 16.56 | 16.56 | Asia | China | Voice & Conferencing | Voice | Handset Packages | Standard Office Telephony
10131000056527 | Standard Office Telephony | Standard Office Telephony_ID | Assigned Phoneset | USD | 12.73 | - | 22.84 | 22.84 | Asia | Indonesia | Voice & Conferencing | Voice | Handset Packages | Standard Office Telephony
10131000056554 | Standard Office Telephony | Standard Office Telephony_SG | Assigned Phoneset | USD | 16.7 | - | 21.03 | 21.03 | Asia | Singapore | Voice & Conferencing | Voice | Handset Packages | Standard Office Telephony
10131000037816 | Standard Office Telephony | Standard Office Telephony_LU | Assigned Phoneset | EUR | 18.2807 | - | 15.01 | 19.9336 | EMEA | Luxembourg | Voice & Conferencing | Voice | Handset Packages | Standard Office Telephony
10131000037789 | Standard Office Telephony | Standard Office Telephony_RU | Assigned Phoneset | RUB | 18.8391 | - | 861.45 | 25.1077 | EMEA | Russia | Voice & Conferencing | Voice | Handset Packages | Standard Office Telephony
10131000037788 | Standard Office Telephony | Standard Office Telephony_RO | Assigned Phoneset | RON | 21.7156 | - | 96.9 | 28.2861 | EMEA | Romania | Voice & Conferencing | Voice | Handset Packages | Standard Office Telephony
10131000056533 | Standard Office Telephony | Standard Office Telephony_IN | Assigned Phoneset | USD | 21.97 | - | 27.13 | 27.13 | Asia | India | Voice & Conferencing | Voice | Handset Packages | Standard Office Telephony
10131000037771 | Standard Office Telephony | Standard Office Telephony_CZ | Assigned Phoneset | CZK | 22.2028 | - | 563.14 | 28.877 | EMEA | Czech | Voice & Conferencing | Voice | Handset Packages | Standard Office Telephony
10131000037798 | Standard Office Telephony | Standard Office Telephony_TR | Assigned Phoneset | TRY | 24.3835 | - | 158.7 | 76.8964 | EMEA | Turkey | Voice & Conferencing | Voice | Handset Packages | Standard Office Telephony
10131000037785 | Standard Office Telephony | Standard Office Telephony_PL | Assigned Phoneset | PLN | 26.3127 | - | 114.13 | 35.2053 | EMEA | Poland | Voice & Conferencing | Voice | Handset Packages | Standard Office Telephony
10131000037765 | Standard Office Telephony | Standard Office Telephony_BH | Assigned Phoneset | USD | 27.1264 | - | 30.62 | 30.62 | EMEA | Bahrain | Voice & Conferencing | Voice | Handset Packages | Standard Office Telephony
10131000037801 | Standard Office Telephony | Standard Office Telephony_UA | Assigned Phoneset | UAH | 29.406 | - | 428.03 | 50.7215 | EMEA | Ukraine | Voice & Conferencing | Voice | Handset Packages | Standard Office Telephony
10131000037778 | Standard Office Telephony | Standard Office Telephony_KZ | Assigned Phoneset | KZT | 30.146 | - | 6518.01 | 40.6135 | EMEA | Kazakhstan | Voice & Conferencing | Voice | Handset Packages | Standard Office Telephony
10131000037772 | Standard Office Telephony | Standard Office Telephony_EG | Assigned Phoneset | EGP | 30.4098 | - | 195.97 | 24.5226 | EMEA | Egypt | Voice & Conferencing | Voice | Handset Packages | Standard Office Telephony
10131000037812 | Standard Office Telephony | Standard Office Telephony_IE | Assigned Phoneset | EUR | 32.1545 | - | 36.77 | 48.8313 | EMEA | Ireland | Voice & Conferencing | Voice | Handset Packages | Standard Office Telephony
10131000037799 | Standard Office Telephony | Standard Office Telephony_AE | Assigned Phoneset | AED | 33.042 | - | 137.92 | 37.5497 | EMEA | United Arab Emirates (UAE) | Voice & Conferencing | Voice | Handset Packages | Standard Office Telephony
10131000056413 | Standard Office Telephony | Standard Office Telephony | Assigned Phoneset | USD | 33.5 | - | 34.18 | 34.18 | NAM | US | Voice & Conferencing | Voice | Handset Packages | Standard Office Telephony
10131000037818 | Standard Office Telephony | Standard Office Telephony_NL | Assigned Phoneset | EUR | 34.0248 | - | 31.04 | 41.2217 | EMEA | Netherlands | Voice & Conferencing | Voice | Handset Packages | Standard Office Telephony
10131000037763 | Standard Office Telephony | Standard Office Telephony_DZ | Assigned Phoneset | DZD | 34.1746 | - | 2230.75 | 27.6114 | EMEA | Algeria | Voice & Conferencing | Voice | Handset Packages | Standard Office Telephony
10131000056986 | Standard Office Telephony | Standard Office Telephony_ES | Assigned Phoneset | EUR | 34.5373 | - | 29.18 | 38.7516 | EMEA | Spain | Voice & Conferencing | Voice | Handset Packages | Standard Office Telephony
10131000037774 | Standard Office Telephony | Standard Office Telephony_HU | Assigned Phoneset | HUF | 34.6261 | - | 9702.94 | 42.5189 | EMEA | Hungary | Voice & Conferencing | Voice | Handset Packages | Standard Office Telephony
10131000037767 | Standard Office Telephony | Standard Office Telephony_CM | Assigned Phoneset | XOF | 34.9535 | - | 24675.73 | 49.9641 | EMEA | Cameroon | Voice & Conferencing | Voice | Handset Packages | Standard Office Telephony
10131000037777 | Standard Office Telephony | Standard Office Telephony_JO | Assigned Phoneset | JOD | 35.1777 | - | 50.46 | 71.1707 | EMEA | Jordan | Voice & Conferencing | Voice | Handset Packages | Standard Office Telephony
10131000037805 | Standard Office Telephony | Standard Office Telephony_UK | Assigned Phoneset | GBP | 36.3777 | - | 22.92 | 35.1244 | EMEA | United Kingdom | Voice & Conferencing | Voice | Handset Packages | Standard Office Telephony
10131000037806 | Standard Office Telephony | Standard Office Telephony_UK | Assigned Phoneset | GBP | 36.3777 | - | 22.92 | 35.1244 | EMEA | United Kingdom | Voice & Conferencing | Voice | Handset Packages | Standard Office Telephony
10131000039833 | Standard Office Telephony | Standard Office Telephony_UK | Assigned Phoneset | USD | 36.5442 | - | 35.13 | 35.13 | EMEA | United Kingdom | Voice & Conferencing | Voice | Handset Packages | Standard Office Telephony
10131000037800 | Standard Office Telephony | Standard Office Telephony_UG | Assigned Phoneset | UGX | 37.132 | - | 172160.1147 | 61.625 | EMEA | Uganda | Voice & Conferencing | Voice | Handset Packages | Standard Office Telephony
10131000037793 | Standard Office Telephony | Standard Office Telephony_SK | Assigned Phoneset | EUR | 40.8144 | - | 17.36 | 23.0544 | EMEA | Slovakia | Voice & Conferencing | Voice | Handset Packages | Standard Office Telephony
10131000037769 | Standard Office Telephony | Standard Office Telephony_CG | Assigned Phoneset | USD | 42.973 | - | 45.35 | 45.35 | EMEA | Congo | Voice & Conferencing | Voice | Handset Packages | Standard Office Telephony
10131000057864 | Standard Office Telephony | Standard Office Telephony_CA | Assigned Phoneset | CAD | 43.1762 | - | 34.18 | 34.18 | NAM | Canada | Voice & Conferencing | Voice | Handset Packages | Standard Office Telephony
10131000037773 | Standard Office Telephony | Standard Office Telephony_GA | Assigned Phoneset | XOF | 44.4211 | - | 60129.58 | 121.752 | EMEA | Gabon | Voice & Conferencing | Voice | Handset Packages | Standard Office Telephony
10131000037822 | Standard Office Telephony | Standard Office Telephony_ES | Assigned Phoneset | EUR | 45.2725 | - | 130.9 | 173.8377 | EMEA | Spain | Voice & Conferencing | Voice | Handset Packages | Standard Office Telephony
10131000037766 | Standard Office Telephony | Standard Office Telephony_BG | Assigned Phoneset | BGN | 46.7534 | - | 75.81 | 51.3852 | EMEA | Bulgaria | Voice & Conferencing | Voice | Handset Packages | Standard Office Telephony
10131000037814 | Standard Office Telephony | Standard Office Telephony_IT | Assigned Phoneset | EUR | 47.4631 | - | 35.5 | 47.1447 | EMEA | Italy | Voice & Conferencing | Voice | Handset Packages | Standard Office Telephony
10131000037810 | Standard Office Telephony | Standard Office Telephony_DE | Assigned Phoneset | EUR | 54.0221 | - | 50.73 | 67.3704 | EMEA | Germany | Voice & Conferencing | Voice | Handset Packages | Standard Office Telephony
10131000037783 | Standard Office Telephony | Standard Office Telephony_PK | Assigned Phoneset | PKR | 54.63 | - | 3052.03 | 27.89 | EMEA | Pakistan | Voice & Conferencing | Voice | Handset Packages | Standard Office Telephony
10131000057337 | Standard Office Telephony | Standard Office Telephony_VN | Assigned Phoneset | USD | 55.91 | - | 11.71 | 11.71 | Asia | Vietnam | Voice & Conferencing | Voice | Handset Packages | Standard Office Telephony
10131000037835 | Standard Office Telephony | Standard Office Telephony_ES | Assigned Phoneset | EUR | 60.4787 | - | 49.41 | 65.6174 | EMEA | Spain | Voice & Conferencing | Voice | Handset Packages | Standard Office Telephony
10131000037779 | Standard Office Telephony | Standard Office Telephony_KE | Assigned Phoneset | KES | 61.6567 | - | 4694.87 | 49.9099 | EMEA | Kenya | Voice & Conferencing | Voice | Handset Packages | Standard Office Telephony
10131000037770 | Standard Office Telephony | Standard Office Telephony_CI | Assigned Phoneset | XOF | 64.0908 | - | 36571.88 | 74.0517 | EMEA | Cote D'Ivoir | Voice & Conferencing | Voice | Handset Packages | Standard Office Telephony
10131000037782 | Standard Office Telephony | Standard Office Telephony_NG | Assigned Phoneset | NGN | 64.9949 | - | 22400.13 | 134.9101 | EMEA | Nigeria | Voice & Conferencing | Voice | Handset Packages | Standard Office Telephony
10131000037796 | Standard Office Telephony | Standard Office Telephony_TN | Assigned Phoneset | TND | 66.7547 | - | 77.78 | 44.8292 | EMEA | Tunisia | Voice & Conferencing | Voice | Handset Packages | Standard Office Telephony
10131000037794 | Standard Office Telephony | Standard Office Telephony_ZA | Assigned Phoneset | ZAR | 71.1622 | - | 686.21 | 66.3307 | EMEA | South Africa | Voice & Conferencing | Voice | Handset Packages | Standard Office Telephony
10131000037780 | Standard Office Telephony | Standard Office Telephony_LB | Assigned Phoneset | LBP | 89.3973 | - | 110454.27 | 73.2698 | EMEA | Lebanon | Voice & Conferencing | Voice | Handset Packages | Standard Office Telephony
10131000037808 | Standard Office Telephony | Standard Office Telephony_FR | Assigned Phoneset | EUR | 98.8975 | - | 75.58 | 100.3717 | EMEA | France | Voice & Conferencing | Voice | Handset Packages | Standard Office Telephony
10131000037776 | Standard Office Telephony | Standard Office Telephony_IL | Assigned Phoneset | ILS | 106.6957 | - | 265.71 | 74.2578 | EMEA | Israel | Voice & Conferencing | Voice | Handset Packages | Standard Office Telephony
10131000037802 | Standard Office Telephony | Standard Office Telephony_ZM | Assigned Phoneset | ZMK | 111.4322 | - | 503538.08 | 84.9758 | EMEA | Zambia | Voice & Conferencing | Voice | Handset Packages | Standard Office Telephony
10131000037828 | Standard Office Telephony | Standard Office Telephony_QA | Assigned Phoneset | USD | 120.6086 | - | 174.96 | 174.96 | EMEA | Qatar | Voice & Conferencing | Voice | Handset Packages | Standard Office Telephony
10131000037825 | Standard Office Telephony | Standard Office Telephony_CH | Assigned Phoneset | CHF | 142.7335 | - | 140.9 | 152.5531 | EMEA | Switzerland | Voice & Conferencing | Voice | Handset Packages | Standard Office Telephony
10131000037820 | Standard Office Telephony | Standard Office Telephony_PT | Assigned Phoneset | EUR | 148.9612 | - | 169.58 | 225.2055 | EMEA | Portugal | Voice & Conferencing | Voice | Handset Packages | Standard Office Telephony
10131000037781 | Standard Office Telephony | Standard Office Telephony_MA | Assigned Phoneset | MAD | 154.8742 | - | 474.04 | 54.2762 | EMEA | Morocco | Voice & Conferencing | Voice | Handset Packages | Standard Office Telephony
10131000037795 | Standard Office Telephony | Standard Office Telephony_TZ | Assigned Phoneset | TZS | 192.5883 | - | 246825.66 | 139.8016 | EMEA | Tanzania | Voice & Conferencing | Voice | Handset Packages | Standard Office Telephony
10131000037827 | Standard Office Telephony | Standard Office Telephony_KW | Assigned Phoneset | KWD | 210.9232 | - | 55.12 | 192.9059 | EMEA | Kuwait | Voice & Conferencing | Voice | Handset Packages | Standard Office Telephony
10131000037791 | Standard Office Telephony | Standard Office Telephony_SN | Assigned Phoneset | XOF | 211.2362 | - | 110437.11 | 223.616 | EMEA | Senegal | Voice & Conferencing | Voice | Handset Packages | Standard Office Telephony
10131000056514 | Standard Office Telephony | Standard Office Telephony_AU | Assigned Phoneset | USD | - | - | 41.75 | 41.75 | Asia | Australia | Voice & Conferencing | Voice | Handset Packages | Standard Office Telephony
10131000037831 | Standard Office Telephony | Standard Office Telephony_GR | Assigned Phoneset | EUR | - | - | 24.12 | 32.0318 | EMEA | Greece | Voice & Conferencing | Voice | Handset Packages | Standard Office Telephony
10131000056439 | Standard Office Telephony | Standard Office Telephony_KR | Assigned Phoneset | USD | - | - | 16.64 | 16.64 | Asia | Korea | Voice & Conferencing | Voice | Handset Packages | Standard Office Telephony
1000099144 | Standard Office Telephony | Standard Office Telephony | Assigned Phoneset | MXN | - | - | 707.3168 | 54.6191 | LATAM | Mexico | Voice & Conferencing | Voice | Handset Packages | Standard Office Telephony
1000099181 | Standard Office Telephony | Standard Office Telephony Filial | Assigned Phoneset | MXN | - | - | 742.6826 | 57.35 | LATAM | Mexico | Voice & Conferencing | Voice | Handset Packages | Standard Office Telephony
10131000058319 | Standard Office Telephony | Standard Office Telephony_PL | Assigned Phoneset | PLN | - | - | 43.99 | 13.5695 | EMEA | Poland | Voice & Conferencing | Voice | Handset Packages | Standard Office Telephony
10131000056557 | Standard Office Telephony | Standard Office Telephony_TW | Assigned Phoneset | USD | - | - | 20.59 | 20.59 | Asia | Taiwan | Voice & Conferencing | Voice | Handset Packages | Standard Office Telephony
10131000056556 | Standard Office Telephony | Standard Office Telephony_TH | Assigned Phoneset | USD | - | - | 14.43 | 14.43 | Asia | Thailand | Voice & Conferencing | Voice | Handset Packages | Standard Office Telephony
10131000056559 | Standard Office Telephony Infrastructure_Regional | Standard Office Telephony Infrastructure_Regional | Assigned Phoneset | USD | 4.49 | - | 6.22 | 6.22 | Asia | Regional | Voice & Conferencing | Voice | Handset Packages | Standard Contact Center Telephony
10131000056561 | Standard Office Telephony Support_Regional | Standard Office Telephony Support_Regional | Assigned Phoneset | USD | 0.33 | - | 1.91 | 1.91 | Asia | Regional | Voice & Conferencing | Voice | Handset Packages | Standard Contact Center Telephony
10131000030301 | Standard Remote Access | Standard Remote Access_UK | Device | GBP | 0 | - | 1e-08 | 1.5325e-08 | EMEA | United Kingdom | Messaging & Mobile | Remote Access | Remote Access | Standard Remote Access
10131000039661 | Standard Remote Access | Standard Remote Access- Banamex | Device | USD | 4.39 | - | 4.39 | 4.39 | NAM | US | Messaging & Mobile | Remote Access | Remote Access | Standard Remote Access
10131000030242 | Standard Remote Access | Standard Remote Access_UK | Device | GBP | 6.7703 | - | 3.77 | 5.7774 | EMEA | United Kingdom | Messaging & Mobile | Remote Access | Remote Access | Standard Remote Access
10131000030244 | Standard Remote Access | Standard Remote Access_UK | Device | GBP | 6.7703 | - | 3.77 | 5.7774 | EMEA | United Kingdom | Messaging & Mobile | Remote Access | Remote Access | Standard Remote Access
10131000029588 | Standard Remote Access | Standard Remote Access_Regional | Device | USD | 6.8 | - | 13.11 | 13.11 | Asia | Regional | Messaging & Mobile | Remote Access | Remote Access | Standard Remote Access
10131000039696 | Standard Remote Access | Standard Remote Access_UK | Device | USD | 6.8 | - | 5.78 | 5.78 | EMEA | United Kingdom | Messaging & Mobile | Remote Access | Remote Access | Standard Remote Access
10131000030263 | Standard Remote Access | Standard Remote Access | Device | USD | 7.5 | - | 7.8 | 7.8 | NAM | US | Messaging & Mobile | Remote Access | Remote Access | Standard Remote Access
10131000030229 | Standard Remote Access | Standard Remote Access_JP | Device | JPY | 16.918 | - | 642 | 6.55 | Japan | Japan | Messaging & Mobile | Remote Access | Remote Access | Standard Remote Access
10131000052492 | Standard Remote Access | Standard Remote Access_JP CSJ | Device | JPY | 16.918 | - | 642 | 6.55 | Japan | Japan | Messaging & Mobile | Remote Access | Remote Access | Standard Remote Access
1000099086 | Standard Remote Access | Remote Access - Banamex | User | MXN | - | - | 56.2658 | 4.3448 | LATAM | Mexico | Messaging & Mobile | Remote Access | Remote Access | Standard Remote Access
1000099095 | Standard Remote Access | Remote Access | User | MXN | - | - | 96.126 | 7.4229 | LATAM | Mexico | Messaging & Mobile | Remote Access | Remote Access | Standard Remote Access
1000099097 | Standard Remote Access | Remote Access_Filial | User | MXN | - | - | 118.4753 | 9.1487 | LATAM | Mexico | Messaging & Mobile | Remote Access | Remote Access | Standard Remote Access
1000099102 | Standard Remote Access | Remote Access - Banamex_Filial | User | MXN | - | - | 69.3475 | 5.355 | LATAM | Mexico | Messaging & Mobile | Remote Access | Remote Access | Standard Remote Access
10131000021802 | Standard VDI | Standard VDI_IN | Instance | USD | 38.68 | - | 29.72 | 29.72 | Asia | India | Desktop | Virtual | Standard VDI | Standard VDI
10131000016944 | Standard VDI | Standard VDI | Instance | USD | 45 | - | 95.1 | 95.1 | NAM | US | Desktop | Virtual | Standard VDI | Standard VDI
10131000029595 | Standard VDI | Standard VDI_Regional | Instance | USD | 53.96 | - | 80.74 | 80.74 | Asia | Regional | Desktop | Virtual | Standard VDI | Standard VDI
10131000037542 | Standard VDI | Standard VDI_UK | Instance | GBP | 93.4151 | - | 94.97 | 145.5395 | EMEA | United Kingdom | Desktop | Virtual | Standard VDI | Standard VDI
10131000037544 | Standard VDI | Standard VDI_UK | Instance | GBP | 93.4151 | - | 94.97 | 145.5395 | EMEA | United Kingdom | Desktop | Virtual | Standard VDI | Standard VDI
10131000037543 | Standard VDI | Standard VDI_UK | Instance | USD | 93.84 | - | 145.54 | 145.54 | EMEA | United Kingdom | Desktop | Virtual | Standard VDI | Standard VDI
10131000058288 | Standard VDI | Standard VDI_JP | Instance | JPY | - | - | 7547 | 77.04 | Japan | Japan | Desktop | Virtual | Standard VDI | Standard VDI
10131000058289 | Standard VDI | Standard VDI_JP CSJ | Instance | JPY | - | - | 7547 | 77.04 | Japan | Japan | Desktop | Virtual | Standard VDI | Standard VDI
1000099120 | TARJETA MEXRED | TARJETA MEXRED | Actual Cost | MXN | - | - | 0 | 0 | LATAM | Mexico | Voice & Conferencing | Voice | Other | TARJETA MEXRED
1000099157 | TARJETA MEXRED | TARJETA MEXRED_Filial | Actual Cost | MXN | - | - | 0 | 0 | LATAM | Mexico | Voice & Conferencing | Voice | Other | TARJETA MEXRED
10131000038024 | Telephony Usage | Telephony Usage_DZ | Actual Cost | DZD | 0 | - | 0 | 0 | EMEA | Algeria | Voice & Conferencing | Voice | Voice Usage | Telephony Usage
10131000038026 | Telephony Usage | Telephony Usage_BH | Actual Cost | USD | 0 | - | 1e-08 | 1e-08 | EMEA | Bahrain | Voice & Conferencing | Voice | Voice Usage | Telephony Usage
10131000038027 | Telephony Usage | Telephony Usage_BG | Actual Cost | BGN | 0 | - | 1e-08 | 6.7782e-09 | EMEA | Bulgaria | Voice & Conferencing | Voice | Voice Usage | Telephony Usage
10131000038028 | Telephony Usage | Telephony Usage_CM | Actual Cost | XOF | 0 | - | 1e-08 | 2.0248e-11 | EMEA | Cameroon | Voice & Conferencing | Voice | Voice Usage | Telephony Usage
10131000038030 | Telephony Usage | Telephony Usage_CG | Actual Cost | USD | 0 | - | 1e-08 | 1e-08 | EMEA | Congo | Voice & Conferencing | Voice | Voice Usage | Telephony Usage
10131000038031 | Telephony Usage | Telephony Usage_CI | Actual Cost | XOF | 0 | - | 1e-08 | 2.0248e-11 | EMEA | Cote D'Ivoir | Voice & Conferencing | Voice | Voice Usage | Telephony Usage
10131000038032 | Telephony Usage | Telephony Usage_CZ | Actual Cost | CZK | 0 | - | 1e-08 | 5.1279e-10 | EMEA | Czech | Voice & Conferencing | Voice | Voice Usage | Telephony Usage
10131000038033 | Telephony Usage | Telephony Usage_EG | Actual Cost | EGP | 0 | - | 1e-08 | 1.2513e-09 | EMEA | Egypt | Voice & Conferencing | Voice | Voice Usage | Telephony Usage
10131000038071 | Telephony Usage | Telephony Usage_FR | Actual Cost | EUR | 0 | - | 1e-08 | 1.328e-08 | EMEA | France | Voice & Conferencing | Voice | Voice Usage | Telephony Usage
10131000038034 | Telephony Usage | Telephony Usage_GA | Actual Cost | XOF | 0 | - | 1e-08 | 2.0248e-11 | EMEA | Gabon | Voice & Conferencing | Voice | Voice Usage | Telephony Usage
10131000038073 | Telephony Usage | Telephony Usage_DE | Actual Cost | EUR | 0 | - | 1e-08 | 1.328e-08 | EMEA | Germany | Voice & Conferencing | Voice | Voice Usage | Telephony Usage
10131000038035 | Telephony Usage | Telephony Usage_HU | Actual Cost | HUF | 0 | - | 1e-08 | 4.3821e-11 | EMEA | Hungary | Voice & Conferencing | Voice | Voice Usage | Telephony Usage
10131000038075 | Telephony Usage | Telephony Usage_IE | Actual Cost | EUR | 0 | - | 1e-08 | 1.328e-08 | EMEA | Ireland | Voice & Conferencing | Voice | Voice Usage | Telephony Usage
10131000038037 | Telephony Usage | Telephony Usage_IL | Actual Cost | ILS | 0 | - | 1e-08 | 2.7947e-09 | EMEA | Israel | Voice & Conferencing | Voice | Voice Usage | Telephony Usage
10131000038077 | Telephony Usage | Telephony Usage_IT | Actual Cost | EUR | 0 | - | 1e-08 | 1.328e-08 | EMEA | Italy | Voice & Conferencing | Voice | Voice Usage | Telephony Usage
10131000038038 | Telephony Usage | Telephony Usage_JO | Actual Cost | JOD | 0 | - | 1e-08 | 1.4104e-08 | EMEA | Jordan | Voice & Conferencing | Voice | Voice Usage | Telephony Usage
10131000038039 | Telephony Usage | Telephony Usage_KZ | Actual Cost | KZT | 0 | - | 1e-08 | 6.231e-11 | EMEA | Kazakhstan | Voice & Conferencing | Voice | Voice Usage | Telephony Usage
10131000038040 | Telephony Usage | Telephony Usage_KE | Actual Cost | KES | 0 | - | 1e-08 | 1.0631e-10 | EMEA | Kenya | Voice & Conferencing | Voice | Voice Usage | Telephony Usage
10131000038088 | Telephony Usage | Telephony Usage_KW | Actual Cost | KWD | 0 | - | 1e-08 | 3.4997e-08 | EMEA | Kuwait | Voice & Conferencing | Voice | Voice Usage | Telephony Usage
10131000038041 | Telephony Usage | Telephony Usage_LB | Actual Cost | LBP | 0 | - | 1e-08 | 6.6335e-12 | EMEA | Lebanon | Voice & Conferencing | Voice | Voice Usage | Telephony Usage
10131000038079 | Telephony Usage | Telephony Usage_LU | Actual Cost | EUR | 0 | - | 1e-08 | 1.328e-08 | EMEA | Luxembourg | Voice & Conferencing | Voice | Voice Usage | Telephony Usage
10131000038042 | Telephony Usage | Telephony Usage_MA | Actual Cost | MAD | 0 | - | 1e-08 | 1.145e-09 | EMEA | Morocco | Voice & Conferencing | Voice | Voice Usage | Telephony Usage
10131000038081 | Telephony Usage | Telephony Usage_NL | Actual Cost | EUR | 0 | - | 1e-08 | 1.328e-08 | EMEA | Netherlands | Voice & Conferencing | Voice | Voice Usage | Telephony Usage
10131000038043 | Telephony Usage | Telephony Usage_NG | Actual Cost | NGN | 0 | - | 1e-08 | 6.0227e-11 | EMEA | Nigeria | Voice & Conferencing | Voice | Voice Usage | Telephony Usage
10131000038044 | Telephony Usage | Telephony Usage_PK | Actual Cost | PKR | 0 | - | 1e-08 | 9.1382e-11 | EMEA | Pakistan | Voice & Conferencing | Voice | Voice Usage | Telephony Usage
10131000038046 | Telephony Usage | Telephony Usage_PL | Actual Cost | PLN | 0 | - | 1e-08 | 3.0847e-09 | EMEA | Poland | Voice & Conferencing | Voice | Voice Usage | Telephony Usage
10131000054437 | Telephony Usage | Telephony Usage_PL | Actual Cost | PLN | 0 | - | 1e-08 | 3.0847e-09 | EMEA | Poland | Voice & Conferencing | Voice | Voice Usage | Telephony Usage
10131000054444 | Telephony Usage | Telephony Usage_PL | Actual Cost | PLN | 0 | - | 1e-08 | 3.0847e-09 | EMEA | Poland | Voice & Conferencing | Voice | Voice Usage | Telephony Usage
10131000038083 | Telephony Usage | Telephony Usage_PT | Actual Cost | EUR | 0 | - | 1e-08 | 1.328e-08 | EMEA | Portugal | Voice & Conferencing | Voice | Voice Usage | Telephony Usage
10131000038089 | Telephony Usage | Telephony Usage_QA | Actual Cost | USD | 0 | - | 1e-08 | 1e-08 | EMEA | Qatar | Voice & Conferencing | Voice | Voice Usage | Telephony Usage
10131000038049 | Telephony Usage | Telephony Usage_RO | Actual Cost | RON | 0 | - | 1e-08 | 2.9191e-09 | EMEA | Romania | Voice & Conferencing | Voice | Voice Usage | Telephony Usage
10131000038051 | Telephony Usage | Telephony Usage_RU | Actual Cost | RUB | 0 | - | 1e-08 | 2.9146e-10 | EMEA | Russia | Voice & Conferencing | Voice | Voice Usage | Telephony Usage
10131000038053 | Telephony Usage | Telephony Usage_SN | Actual Cost | XOF | 0 | - | 1e-08 | 2.0248e-11 | EMEA | Senegal | Voice & Conferencing | Voice | Voice Usage | Telephony Usage
10131000038055 | Telephony Usage | Telephony Usage_SK | Actual Cost | EUR | 0 | - | 1e-08 | 1.328e-08 | EMEA | Slovakia | Voice & Conferencing | Voice | Voice Usage | Telephony Usage
10131000038056 | Telephony Usage | Telephony Usage_ZA | Actual Cost | ZAR | 0 | - | 1e-08 | 9.6662e-10 | EMEA | South Africa | Voice & Conferencing | Voice | Voice Usage | Telephony Usage
10131000038085 | Telephony Usage | Telephony Usage_ES | Actual Cost | EUR | 0 | - | 1e-08 | 1.328e-08 | EMEA | Spain | Voice & Conferencing | Voice | Voice Usage | Telephony Usage
10131000038096 | Telephony Usage | Telephony Usage_ES | Actual Cost | EUR | 0 | - | 1e-08 | 1.328e-08 | EMEA | Spain | Voice & Conferencing | Voice | Voice Usage | Telephony Usage
10131000056981 | Telephony Usage | Telephony Usage_ES | Actual Cost | EUR | 0 | - | 1e-08 | 1.328e-08 | EMEA | Spain | Voice & Conferencing | Voice | Voice Usage | Telephony Usage
10131000038087 | Telephony Usage | Telephony Usage_CH | Actual Cost | CHF | 0 | - | 1e-08 | 1.0827e-08 | EMEA | Switzerland | Voice & Conferencing | Voice | Voice Usage | Telephony Usage
10131000038057 | Telephony Usage | Telephony Usage_TZ | Actual Cost | TZS | 0 | - | 1e-08 | 5.664e-12 | EMEA | Tanzania | Voice & Conferencing | Voice | Voice Usage | Telephony Usage
10131000038058 | Telephony Usage | Telephony Usage_TN | Actual Cost | TND | 0 | - | 1e-08 | 5.7636e-09 | EMEA | Tunisia | Voice & Conferencing | Voice | Voice Usage | Telephony Usage
10131000038060 | Telephony Usage | Telephony Usage_TR | Actual Cost | TRY | 0 | - | 1e-08 | 4.8454e-09 | EMEA | Turkey | Voice & Conferencing | Voice | Voice Usage | Telephony Usage
10131000038062 | Telephony Usage | Telephony Usage_UG | Actual Cost | UGX | 0 | - | 1e-08 | 3.5795e-12 | EMEA | Uganda | Voice & Conferencing | Voice | Voice Usage | Telephony Usage
10131000038063 | Telephony Usage | Telephony Usage_UA | Actual Cost | UAH | 0 | - | 1e-08 | 1.185e-09 | EMEA | Ukraine | Voice & Conferencing | Voice | Voice Usage | Telephony Usage
10131000038061 | Telephony Usage | Telephony Usage_AE | Actual Cost | AED | 0 | - | 1e-08 | 2.7226e-09 | EMEA | United Arab Emirates (UAE) | Voice & Conferencing | Voice | Voice Usage | Telephony Usage
10131000038066 | Telephony Usage | Telephony Usage_UK | Actual Cost | GBP | 0 | - | 1e-08 | 1.5325e-08 | EMEA | United Kingdom | Voice & Conferencing | Voice | Voice Usage | Telephony Usage
10131000038069 | Telephony Usage | Telephony Usage_UK | Actual Cost | GBP | 0 | - | 1e-08 | 1.5325e-08 | EMEA | United Kingdom | Voice & Conferencing | Voice | Voice Usage | Telephony Usage
10131000039853 | Telephony Usage | Telephony Usage_UK | Actual Cost | USD | 0 | - | 1e-08 | 1e-08 | EMEA | United Kingdom | Voice & Conferencing | Voice | Voice Usage | Telephony Usage
10131000056428 | Telephony Usage | Telephony Usage | Actual Cost | USD | 0 | - | 0 | 0 | NAM | US | Voice & Conferencing | Voice | Voice Usage | Telephony Usage
10131000038064 | Telephony Usage | Telephony Usage_ZM | Actual Cost | ZMK | 0 | - | 1e-08 | 1.6876e-12 | EMEA | Zambia | Voice & Conferencing | Voice | Voice Usage | Telephony Usage
10131000038092 | Telephony Usage | Telephony Usage_GR | Actual Cost | EUR | - | - | 1e-08 | 1.328e-08 | EMEA | Greece | Voice & Conferencing | Voice | Voice Usage | Telephony Usage
1000099141 | Telephony Usage | Voice Usage | Actual Cost | MXN | - | - | 0 | 0 | LATAM | Mexico | Voice & Conferencing | Voice | Voice Usage | Telephony Usage
1000099178 | Telephony Usage | Voice Usage_Filial | Actual Cost | MXN | - | - | 0 | 0 | LATAM | Mexico | Voice & Conferencing | Voice | Voice Usage | Telephony Usage
10131000058322 | Telephony Usage | Telephony Usage_PL | Actual Cost | PLN | - | - | 1e-08 | 3.0847e-09 | EMEA | Poland | Voice & Conferencing | Voice | Voice Usage | Telephony Usage
10131000058323 | Telephony Usage | Telephony Usage_PL | Actual Cost | PLN | - | - | 1e-08 | 3.0847e-09 | EMEA | Poland | Voice & Conferencing | Voice | Voice Usage | Telephony Usage
10131000058324 | Telephony Usage | Telephony Usage_PL | Actual Cost | PLN | - | - | 1e-08 | 3.0847e-09 | EMEA | Poland | Voice & Conferencing | Voice | Voice Usage | Telephony Usage
10131000036063 | Telex | Telex_UK | User | GBP | 0 | - | 1e-08 | 1.5325e-08 | EMEA | United Kingdom | Other | Other | Telex | Telex
10131000021796 | Thin Client | Thin Client_PH | Device | USD | 6.91 | - | 18.36 | 18.36 | Asia | Philippines | Desktop | Virtual | Thin Client | Thin Client
10131000021795 | Thin Client | Thin Client_MY | Device | USD | 7.16 | - | 23.02 | 23.02 | Asia | Malaysia | Desktop | Virtual | Thin Client | Thin Client
10131000021788 | Thin Client | Thin Client_AU | Device | USD | 7.38 | - | 63.49 | 63.49 | Asia | Australia | Desktop | Virtual | Thin Client | Thin Client
10131000021790 | Thin Client | Thin Client_HK | Device | USD | 7.78 | - | 28.51 | 28.51 | Asia | Hong Kong | Desktop | Virtual | Thin Client | Thin Client
10131000021789 | Thin Client | Thin Client_CN | Device | USD | 8.53 | - | 30.39 | 30.39 | Asia | China | Desktop | Virtual | Thin Client | Thin Client
10131000021797 | Thin Client | Thin Client_SG | Device | USD | 8.82 | - | 31.82 | 31.82 | Asia | Singapore | Desktop | Virtual | Thin Client | Thin Client
10131000036263 | Thin Client | Thin Client | Device | USD | 9 | - | 50 | 50 | NAM | US | Desktop | Virtual | Thin Client | Thin Client
10131000021793 | Thin Client | Thin Client_IN | Device | USD | 9.08 | - | 40.38 | 40.38 | Asia | India | Desktop | Virtual | Thin Client | Thin Client
10131000036261 | Thin Client | Thin Client_JP | Device | JPY | 9.1632 | - | 12527 | 127.88 | Japan | Japan | Desktop | Virtual | Thin Client | Thin Client
10131000052481 | Thin Client | Thin Client_JP CSJ | Device | JPY | 10.4127 | - | 12527 | 127.88 | Japan | Japan | Desktop | Virtual | Thin Client | Thin Client
10131000036179 | Thin Client | Thin Client_UK | Device | GBP | 11.6419 | - | 46.97 | 71.9805 | EMEA | United Kingdom | Desktop | Virtual | Thin Client | Thin Client
10131000036182 | Thin Client | Thin Client_UK | Device | GBP | 11.6419 | - | 46.97 | 71.9805 | EMEA | United Kingdom | Desktop | Virtual | Thin Client | Thin Client
10131000051993 | Thin Client | Thin Client_UK | Device | USD | 11.69 | - | 71.98 | 71.98 | EMEA | United Kingdom | Desktop | Virtual | Thin Client | Thin Client
10131000036102 | Thin Client | Thin Client_RO | Device | RON | 113.5117 | - | 841.37 | 245.6047 | EMEA | Romania | Desktop | Virtual | Thin Client | Thin Client
10131000036151 | Thin Client | Thin Client_HU | Device | HUF | - | - | 1e-08 | 4.3821e-11 | EMEA | Hungary | Desktop | Virtual | Thin Client | Thin Client
10131000021792 | Thin Client | Thin Client_ID | Device | USD | - | - | 31.73 | 31.73 | Asia | Indonesia | Desktop | Virtual | Thin Client | Thin Client
10131000021794 | Thin Client | Thin Client_KR | Device | USD | - | - | 79.83 | 79.83 | Asia | Korea | Desktop | Virtual | Thin Client | Thin Client
1000099062 | Thin Client | Thin Client Hardware | Device | MXN | - | - | 353.5 | 27.2973 | LATAM | Mexico | Desktop | Virtual | Thin Client | Thin Client
10131000058093 | Thin Client | Thin Client_PL | Device | PLN | - | - | 426.75 | 131.6383 | EMEA | Poland | Desktop | Virtual | Thin Client | Thin Client
10131000058326 | Thin Client | Thin Client_PL | Device | PLN | - | - | 165.57 | 51.0729 | EMEA | Poland | Desktop | Virtual | Thin Client | Thin Client
10131000021799 | Thin Client | Thin Client_TW | Device | USD | - | - | 46.32 | 46.32 | Asia | Taiwan | Desktop | Virtual | Thin Client | Thin Client
10131000021798 | Thin Client | Thin Client_TH | Device | USD | - | - | 45.53 | 45.53 | Asia | Thailand | Desktop | Virtual | Thin Client | Thin Client
10131000057335 | Thin Client | Thin Client_VN | Device | USD | - | - | 46.96 | 46.96 | Asia | Vietnam | Desktop | Virtual | Thin Client | Thin Client
10131000030401 | Third Party Access | Third Party Access | Unit | USD | 18.468 | - | 18.47 | 18.47 | NAM | US | Desktop | Other Desktop | Third Party Access | Third Party Access
1000099132 | TRANSACCIONES TPVS | TRANSACCIONES TPVS | Actual Cost | MXN | - | - | 0 | 0 | LATAM | Mexico | Voice & Conferencing | Voice | Other | TRANSACCIONES TPVS
1000099169 | TRANSACCIONES TPVS | TRANSACCIONES TPVS_Filial | Actual Cost | MXN | - | - | 0 | 0 | LATAM | Mexico | Voice & Conferencing | Voice | Other | TRANSACCIONES TPVS
10131000021240 | True Up | True Up | Actual Cost | USD | 0 | - | 1e-08 | 0 | Asia | Country (Shared) | Other | Other | True Up | True Up
10131000021241 | True Up | True Up | Actual Cost | USD | 0 | - | 1e-08 | 0 | Asia | Korea | Other | Other | True Up | True Up
10131000029985 | True Up | True Up_Regional | Actual Cost | USD | 0 | - | 1e-08 | 0 | Asia | Regional | Other | Other | True Up | True Up
1000099054 | TURNOMATICO | TURNOMATICO | Device | MXN | - | - | 335.46 | 25.9042 | LATAM | Mexico | Desktop | Other Desktop | Local Product | TURNOMATICO
10131000056415 | Virtual Handset Contact Center Telephony | Virtual Handset Contact Center Telephony | Assigned Extension | USD | 33.5 | - | 34.18 | 34.18 | NAM | US | Voice & Conferencing | Voice | Handset Packages | Virtual Handset Contact Center Telephony
10131000057868 | Virtual Handset Contact Center Telephony | Virtual Handset Contact Center Telephony_CA | Assigned Extension | CAD | 43.1762 | - | 34.18 | 34.18 | NAM | Canada | Voice & Conferencing | Voice | Handset Packages | Virtual Handset Contact Center Telephony
10131000056411 | Virtual Handset Office Telephony | Virtual Handset Office Telephony | Assigned Extension | USD | 33.5 | - | 34.18 | 34.18 | NAM | US | Voice & Conferencing | Voice | Handset Packages | Virtual Handset Office Telephony
10131000057865 | Virtual Handset Office Telephony | Virtual Handset Office Telephony_CA | Assigned Phoneset | CAD | - | - | 34.18 | 34.18 | NAM | Canada | Voice & Conferencing | Voice | Handset Packages | Virtual Handset Office Telephony
1000099146 | Virtual Handset Office Telephony | Virtual Office Telephony | Extension | MXN | - | - | 552.3731 | 42.6543 | LATAM | Mexico | Voice & Conferencing | Voice | Handset Packages | Virtual Handset Office Telephony
1000099183 | Virtual Handset Office Telephony | Virtual Office Telephony Filial | Extension | MXN | - | - | 579.9917 | 44.787 | LATAM | Mexico | Voice & Conferencing | Voice | Handset Packages | Virtual Handset Office Telephony
10131000058854 | Voice Analytics and Recording | Voice Analytics and Recording | Per Extension | USD | - | - | 40 | 40 | NAM | US | Voice & Conferencing | Voice | Voice Analytics and Recording | Voice Analytics and Recording
10131000051826 | Voice Recording | Voice Recording_TW | Recorded Extension | USD | 4.41 | - | 4.27 | 4.27 | Asia | Taiwan | Voice & Conferencing | Voice | Voice Recording | Voice Recording
10131000051823 | Voice Recording | Voice Recording_PH | Recorded Extension | USD | 4.96 | - | 4.16 | 4.16 | Asia | Philippines | Voice & Conferencing | Voice | Voice Recording | Voice Recording
10131000051819 | Voice Recording | Voice Recording_HK | Recorded Extension | USD | 5.5 | - | 12.74 | 12.74 | Asia | Hong Kong | Voice & Conferencing | Voice | Voice Recording | Voice Recording
10131000051820 | Voice Recording | Voice Recording_ID | Recorded Extension | USD | 9.53 | - | 16.38 | 16.38 | Asia | Indonesia | Voice & Conferencing | Voice | Voice Recording | Voice Recording
10131000051824 | Voice Recording | Voice Recording_SG | Recorded Extension | USD | 10.98 | - | 8.71 | 8.71 | Asia | Singapore | Voice & Conferencing | Voice | Voice Recording | Voice Recording
10131000051825 | Voice Recording | Voice Recording_TH | Recorded Extension | USD | 12.41 | - | 9.91 | 9.91 | Asia | Thailand | Voice & Conferencing | Voice | Voice Recording | Voice Recording
10131000051821 | Voice Recording | Voice Recording_IN | Recorded Extension | USD | 12.74 | - | 7.85 | 7.85 | Asia | India | Voice & Conferencing | Voice | Voice Recording | Voice Recording
10131000057338 | Voice Recording | Voice Recording_VN | Recorded Extension | USD | 13.04 | - | 13.04 | 13.04 | Asia | Vietnam | Voice & Conferencing | Voice | Voice Recording | Voice Recording
10131000037946 | Voice Recording | Voice Recording_RO | Recorded Extension | RON | 13.3273 | - | 472.84 | 138.027 | EMEA | Romania | Voice & Conferencing | Voice | Voice Recording | Voice Recording
10131000051822 | Voice Recording | Voice Recording_MY | Recorded Extension | USD | 14.39 | - | 14.5 | 14.5 | Asia | Malaysia | Voice & Conferencing | Voice | Voice Recording | Voice Recording
10131000056423 | Voice Recording | Voice Recording | Recorded Extension | USD | 15 | - | 14.88 | 14.88 | NAM | US | Voice & Conferencing | Voice | Voice Recording | Voice Recording
10131000037925 | Voice Recording | Voice Recording_BG | Recorded Extension | BGN | 20.1109 | - | 57.87 | 39.2252 | EMEA | Bulgaria | Voice & Conferencing | Voice | Voice Recording | Voice Recording
10131000056978 | Voice Recording | Voice Recording_ES | Recorded Extension | EUR | 20.2877 | - | 23.75 | 31.5405 | EMEA | Spain | Voice & Conferencing | Voice | Voice Recording | Voice Recording
10131000051818 | Voice Recording | Voice Recording_CN | Recorded Extension | USD | 20.68 | - | 38.59 | 38.59 | Asia | China | Voice & Conferencing | Voice | Voice Recording | Voice Recording
10131000052004 | Voice Recording | Voice Recording_KR | Recorded Extension | USD | 21.36 | - | 20.41 | 20.41 | Asia | Korea | Voice & Conferencing | Voice | Voice Recording | Voice Recording
10131000037988 | Voice Recording | Voice Recording_ES | Recorded Extension | EUR | 26.68 | - | 18.5 | 24.5684 | EMEA | Spain | Voice & Conferencing | Voice | Voice Recording | Voice Recording
10131000037969 | Voice Recording | Voice Recording_IE | Recorded Extension | EUR | 27.6734 | - | 40.18 | 53.3598 | EMEA | Ireland | Voice & Conferencing | Voice | Voice Recording | Voice Recording
10131000037942 | Voice Recording | Voice Recording_PK | Recorded Extension | PKR | 29.3883 | - | 8377.46 | 76.5546 | EMEA | Pakistan | Voice & Conferencing | Voice | Voice Recording | Voice Recording
10131000051817 | Voice Recording | Voice Recording_AU | Recorded Extension | USD | 32.28 | - | 22.82 | 22.82 | Asia | Australia | Voice & Conferencing | Voice | Voice Recording | Voice Recording
10131000037933 | Voice Recording | Voice Recording_HU | Recorded Extension | HUF | 37.6935 | - | 14728.76 | 64.5424 | EMEA | Hungary | Voice & Conferencing | Voice | Voice Recording | Voice Recording
10131000037947 | Voice Recording | Voice Recording_RU | Recorded Extension | RUB | 39.6632 | - | 2034.1 | 59.2857 | EMEA | Russia | Voice & Conferencing | Voice | Voice Recording | Voice Recording
10131000039839 | Voice Recording | Voice Recording_JP | Recorded Extension | JPY | 44.3613 | - | 5491 | 56.05 | Japan | Japan | Voice & Conferencing | Voice | Voice Recording | Voice Recording
10131000051762 | Voice Recording | Voice Recording_JP CSJ | Recorded Extension | JPY | 44.3613 | - | 5491 | 56.05 | Japan | Japan | Voice & Conferencing | Voice | Voice Recording | Voice Recording
10131000037958 | Voice Recording | Voice Recording_UK | Recorded Extension | GBP | 45.2757 | - | 34.27 | 52.518 | EMEA | United Kingdom | Voice & Conferencing | Voice | Voice Recording | Voice Recording
10131000037961 | Voice Recording | Voice Recording_UK | Recorded Extension | GBP | 45.2757 | - | 34.27 | 52.518 | EMEA | United Kingdom | Voice & Conferencing | Voice | Voice Recording | Voice Recording
10131000037924 | Voice Recording | Voice Recording_BH | Recorded Extension | USD | 45.44 | - | 63.73 | 63.73 | EMEA | Bahrain | Voice & Conferencing | Voice | Voice Recording | Voice Recording
10131000039835 | Voice Recording | Voice Recording_UK | Recorded Extension | USD | 45.49 | - | 52.51 | 52.51 | EMEA | United Kingdom | Voice & Conferencing | Voice | Voice Recording | Voice Recording
10131000037976 | Voice Recording | Voice Recording_ES | Recorded Extension | EUR | 48.8631 | - | 49.49 | 65.7237 | EMEA | Spain | Voice & Conferencing | Voice | Voice Recording | Voice Recording
10131000037931 | Voice Recording | Voice Recording_EG | Recorded Extension | EGP | 54.7245 | - | 415.95 | 52.0498 | EMEA | Egypt | Voice & Conferencing | Voice | Voice Recording | Voice Recording
10131000037930 | Voice Recording | Voice Recording_CZ | Recorded Extension | CZK | 55.7812 | - | 1277.02 | 65.4838 | EMEA | Czech | Voice & Conferencing | Voice | Voice Recording | Voice Recording
10131000037967 | Voice Recording | Voice Recording_DE | Recorded Extension | EUR | 55.8697 | - | 48.69 | 64.6613 | EMEA | Germany | Voice & Conferencing | Voice | Voice Recording | Voice Recording
10131000037944 | Voice Recording | Voice Recording_PL | Recorded Extension | PLN | 56.7164 | - | 238.69 | 73.628 | EMEA | Poland | Voice & Conferencing | Voice | Voice Recording | Voice Recording
10131000037954 | Voice Recording | Voice Recording_AE | Recorded Extension | AED | 61.639 | - | 308.99 | 84.1247 | EMEA | United Arab Emirates (UAE) | Voice & Conferencing | Voice | Voice Recording | Voice Recording
10131000037953 | Voice Recording | Voice Recording_TR | Recorded Extension | TRY | 64.3701 | - | 1002.12 | 485.5669 | EMEA | Turkey | Voice & Conferencing | Voice | Voice Recording | Voice Recording
10131000037937 | Voice Recording | Voice Recording_KZ | Recorded Extension | KZT | 66.9693 | - | 13828.31 | 86.1637 | EMEA | Kazakhstan | Voice & Conferencing | Voice | Voice Recording | Voice Recording
10131000037932 | Voice Recording | Voice Recording_GA | Recorded Extension | XOF | 69.781 | - | 45713.79 | 92.5625 | EMEA | Gabon | Voice & Conferencing | Voice | Voice Recording | Voice Recording
10131000037938 | Voice Recording | Voice Recording_KE | Recorded Extension | KES | 70.5607 | - | 6686.1 | 71.0782 | EMEA | Kenya | Voice & Conferencing | Voice | Voice Recording | Voice Recording
10131000037922 | Voice Recording | Voice Recording_DZ | Recorded Extension | DZD | 71.9394 | - | 12370.63 | 153.1191 | EMEA | Algeria | Voice & Conferencing | Voice | Voice Recording | Voice Recording
10131000037926 | Voice Recording | Voice Recording_CM | Recorded Extension | XOF | 79.5337 | - | 64552.85 | 130.7083 | EMEA | Cameroon | Voice & Conferencing | Voice | Voice Recording | Voice Recording
10131000037935 | Voice Recording | Voice Recording_IL | Recorded Extension | ILS | 85.5871 | - | 312.79 | 87.4152 | EMEA | Israel | Voice & Conferencing | Voice | Voice Recording | Voice Recording
10131000037972 | Voice Recording | Voice Recording_LU | Recorded Extension | EUR | 89.7262 | - | 82.64 | 109.7475 | EMEA | Luxembourg | Voice & Conferencing | Voice | Voice Recording | Voice Recording
10131000037956 | Voice Recording | Voice Recording_UA | Recorded Extension | UAH | 105.1677 | - | 1123.16 | 133.0942 | EMEA | Ukraine | Voice & Conferencing | Voice | Voice Recording | Voice Recording
10131000037951 | Voice Recording | Voice Recording_ZA | Recorded Extension | ZAR | 106.5169 | - | 1026.59 | 99.2327 | EMEA | South Africa | Voice & Conferencing | Voice | Voice Recording | Voice Recording
10131000037971 | Voice Recording | Voice Recording_IT | Recorded Extension | EUR | 113.2035 | - | 86.97 | 115.4978 | EMEA | Italy | Voice & Conferencing | Voice | Voice Recording | Voice Recording
10131000037941 | Voice Recording | Voice Recording_NG | Recorded Extension | NGN | 117.0621 | - | 26502.69 | 159.6188 | EMEA | Nigeria | Voice & Conferencing | Voice | Voice Recording | Voice Recording
10131000037952 | Voice Recording | Voice Recording_TZ | Recorded Extension | TZS | 130.4273 | - | 368875.65 | 208.9306 | EMEA | Tanzania | Voice & Conferencing | Voice | Voice Recording | Voice Recording
10131000037936 | Voice Recording | Voice Recording_JO | Recorded Extension | JOD | 131.9182 | - | 182.27 | 257.0804 | EMEA | Jordan | Voice & Conferencing | Voice | Voice Recording | Voice Recording
10131000037979 | Voice Recording | Voice Recording_CH | Recorded Extension | CHF | 137.7786 | - | 175.28 | 189.7765 | EMEA | Switzerland | Voice & Conferencing | Voice | Voice Recording | Voice Recording
10131000037965 | Voice Recording | Voice Recording_FR | Recorded Extension | EUR | 176.4197 | - | 166.4 | 220.9824 | EMEA | France | Voice & Conferencing | Voice | Voice Recording | Voice Recording
10131000037940 | Voice Recording | Voice Recording_MA | Recorded Extension | MAD | 246.882 | - | 2025.16 | 231.8751 | EMEA | Morocco | Voice & Conferencing | Voice | Voice Recording | Voice Recording
10131000037929 | Voice Recording | Voice Recording_CI | Recorded Extension | XOF | 403.4392 | - | 221894.36 | 449.2976 | EMEA | Cote D'Ivoir | Voice & Conferencing | Voice | Voice Recording | Voice Recording
10131000037975 | Voice Recording | Voice Recording_PT | Recorded Extension | EUR | 432.8139 | - | 457.89 | 608.0868 | EMEA | Portugal | Voice & Conferencing | Voice | Voice Recording | Voice Recording
10131000037980 | Voice Recording | Voice Recording_KW | Recorded Extension | KWD | 474.8373 | - | 52.02 | 182.0567 | EMEA | Kuwait | Voice & Conferencing | Voice | Voice Recording | Voice Recording
10131000037950 | Voice Recording | Voice Recording_SK | Recorded Extension | EUR | 494.9844 | - | 31.09 | 41.2881 | EMEA | Slovakia | Voice & Conferencing | Voice | Voice Recording | Voice Recording
10131000037981 | Voice Recording | Voice Recording_QA | Recorded Extension | USD | 548 | - | 1e-08 | 1e-08 | EMEA | Qatar | Voice & Conferencing | Voice | Voice Recording | Voice Recording
10131000037928 | Voice Recording | Voice Recording_CG | Recorded Extension | USD | 623.25 | - | 86.56 | 86.56 | EMEA | Congo | Voice & Conferencing | Voice | Voice Recording | Voice Recording
10131000037955 | Voice Recording | Voice Recording_UG | Recorded Extension | UGX | 671.3555 | - | 4315759.576 | 1544.8333 | EMEA | Uganda | Voice & Conferencing | Voice | Voice Recording | Voice Recording
10131000057871 | Voice Recording | Voice Recording_CA | Recorded Extension | CAD | - | - | 14.88 | 14.88 | NAM | Canada | Voice & Conferencing | Voice | Voice Recording | Voice Recording
10131000037984 | Voice Recording | Voice Recording_GR | Recorded Extension | EUR | - | - | 1e-08 | 1.328e-08 | EMEA | Greece | Voice & Conferencing | Voice | Voice Recording | Voice Recording
10131000037973 | Voice Recording | Voice Recording_NL | Recorded Extension | EUR | - | - | 1e-08 | 1.328e-08 | EMEA | Netherlands | Voice & Conferencing | Voice | Voice Recording | Voice Recording
10131000058321 | Voice Recording | Voice Recording_PL | Recorded Extension | PLN | - | - | 37.81 | 11.6631 | EMEA | Poland | Voice & Conferencing | Voice | Voice Recording | Voice Recording
10131000051796 | Voice Recording Infrastructure_Regional | Voice Recording Infrastructure_Regional | Recorded Extension | USD | 2.57 | - | 10.82 | 10.82 | Asia | Regional | Voice & Conferencing | Voice | Voice Recording | Voice Recording
10131000029598 | Voice Recording Storage | Voice Recording Storage_Regional | GB | USD | 0.6 | - | 0.86 | 0.86 | Asia | Regional | Voice & Conferencing | Voice | Voice Recording | Voice Recording Storage
10131000034168 | Voice Recording Storage | Voice Recording Storage_JP | GB | JPY | 0.70577 | - | 76 | 0.78 | Japan | Japan | Voice & Conferencing | Voice | Voice Recording | Voice Recording Storage
10131000052444 | Voice Recording Storage | Voice Recording Storage_JP CSJ | GB | JPY | - | - | 76 | 0.78 | Japan | Japan | Voice & Conferencing | Voice | Voice Recording | Voice Recording Storage
10131000051797 | Voice Recording Support | Voice Recording Support_Regional | Recorded Extension | USD | 1.34 | - | 5.13 | 5.13 | Asia | Regional | Voice & Conferencing | Voice | Voice Recording | Voice Recording Support
10131000056110 | Voice Support | Voice Support_AVP Hungary | Actual Cost | USD | 0 | - | 1e-08 | 1e-08 | EMEA | United Kingdom | Voice & Conferencing | Voice | Support | Dedicated Support
10131000038163 | Voicemail | Voicemail_ES | Assigned Voicemail box | EUR | 0.90197 | - | 1e-08 | 1.328e-08 | EMEA | Spain | Voice & Conferencing | Voice | Voicemail | Voicemail
10131000038160 | Voicemail | Voicemail_LU | Assigned Voicemail box | EUR | 1.5948 | - | 1e-08 | 1.328e-08 | EMEA | Luxembourg | Voice & Conferencing | Voice | Voicemail | Voicemail
10131000037905 | Voicemail | Voicemail_CA | Assigned Voicemailbox | CAD | 2.9777 | - | 2.88 | 2.88 | NAM | Canada | Voice & Conferencing | Voice | Voicemail | Voicemail
10131000057872 | Voicemail | Voicemail_CA | Assigned Voicemailbox | CAD | 2.9777 | - | 2.88 | 2.88 | NAM | Canada | Voice & Conferencing | Voice | Voicemail | Voicemail
10131000037904 | Voicemail | Voicemail_CA | Assigned Voicemailbox | USD | 3 | - | 2.88 | 2.88 | NAM | Canada | Voice & Conferencing | Voice | Voicemail | Voicemail
10131000056425 | Voicemail | Voicemail | Assigned Voicemailbox | USD | 3 | - | 2.88 | 2.88 | NAM | US | Voice & Conferencing | Voice | Voicemail | Voicemail
10131000038158 | Voicemail | Voicemail_IE | Assigned Voicemail box | EUR | 10.8105 | - | 1e-08 | 1.328e-08 | EMEA | Ireland | Voice & Conferencing | Voice | Voicemail | Voicemail
10131000038166 | Voicemail | Voicemail_CH | Assigned Voicemail box | CHF | 79.2165 | - | 1e-08 | 1.0827e-08 | EMEA | Switzerland | Voice & Conferencing | Voice | Voicemail | Voicemail
10131000057724 | Web Conferencing | Web Conferencing | Conference | USD | 6 | - | 6 | 6 | NAM | US | Voice & Conferencing | Conferencing | Web Conferencing | Web Conferencing
1000099140 | WiFi | WiFi | User | MXN | - | - | 60 | 4.6332 | LATAM | Mexico | Network | Other | Other | WiFi
1000099177 | WiFi | WiFi_Filial | User | MXN | - | - | 66 | 5.0965 | LATAM | Mexico | Network | Other | Other | WiFi
TBD | Standard Desktop | Standard Desktop_Regional | Device | USD | - | 189.32 | 201.65 | 201.65 | Asia | Regional | Desktop | Device | Standard Desktop | Standard Desktop
10131000058866 | Laptop | Laptop_Regional | Device | USD | - | 200.39 | 221.07 | 221.07 | Asia | Regional | Desktop | Device | Laptop | Laptop
TBD | Thin Client | Thin Client _Regional | Device | USD | - | - | 133.15 | 133.15 | Asia | Regional | Desktop | Virtual | Thin Client | Thin Client
TBD | Standard Office Telephony | Standard Office Telephony_Regional | Assigned Phoneset | USD | - | 25.54 | 29.16 | 29.16 | Asia | Regional | Voice & Conferencing | Voice | Handset Packages | Standard Office Telephony
TBD | Standard Contact Center Telephony | Standard Contact Center Telephony_Regional | Assigned Phoneset | USD | - | 111.29 | 101.33 | 101.33 | Asia | Regional | Voice & Conferencing | Voice | Handset Packages | Standard Contact Center Telephony
Note on B969: Scott R. Leitstein: Formerly: DC Server Memory - x86
Note on C969: Scott R. Leitstein: Formerly DC Server Memory - x86
Note on I969: Scott R. Leitstein: Did >12GB Rule change here? I suspect most likely.
Note on B979: Scott R. Leitstein: Formerly: DC Server Memory - Sun Solaris (High Tiers)
Note on C979: Scott R. Leitstein: Formerly: DC Server Memory - Sun Solaris (High Tiers)
Note on B980: Scott R. Leitstein: Formerly: DC Server Memory - IBM P-Series
Note on C980: Scott R. Leitstein: Formerly: DC Server Memory - IBM P-Series
Note on I980: Scott R. Leitstein: Did >16GB rule change here?
Note on C981: Scott R. Leitstein: Formerly: DC Server Memory - Sun Solaris (Low Tiers)
Note on C982: Scott R. Leitstein: Formerly: DC Server Memory - Sun Solaris (High Tiers)
Note on C983: Scott R. Leitstein: Formerly: DC Server Memory - IBM P-Series
Note on C984: Scott R. Leitstein: Formerly: DC Server Memory - Sun Solaris (Low Tiers)
Note on C985: Scott R. Leitstein: Formerly: DC Server Memory - Sun Solaris (High Tiers)
Note on C986: Scott R. Leitstein: Formerly: DC Server Memory - IBM P-Series
Note on C987: Scott R. Leitstein: Formerly: DC Server Memory - Sun Solaris (Low Tiers)
Note on C988: Scott R. Leitstein: Formerly: DC Server Memory - Sun Solaris (High Tiers)
Note on C989: Scott R. Leitstein: Formerly: DC Server Memory - IBM P-Series
Note on B990: Scott R. Leitstein: Formerly: DC Server Memory - Sun Solaris (Low Tiers)
Note on C990: Scott R. Leitstein: Formerly: DC Server Memory - Sun Solaris (Low Tiers)
Note on A1399: Originally mapped to Standard End User Support

## Other Products
Other Products
|  |  |  | Monthly Rate |  | Annual Rate
Sub-Product Code | Sub Product Name | Driver | Description | 2011 | 2012 | 2011 | 2012 | 2012 % B/(W) 2011
| PSE PL600 | Per Appliance | SafeNet ProtectServer External contains a FIPS 140-2 Level 3 validated cryptographic module to perform secure cryptographic processing in a high-assurance fashion. Built for industry standard security applications, the ProtectServer External functions within a tamper-protected environment, providing secure storage for highly sensitive information, cryptographic keys, PINs, and data. | N/A | 921.625 | N/A | 11059.5 | N/A
| PSE PL600 Maintenance | Per Appliance | Annual support/maintenance (24/7/365) | N/A | 202 | N/A | 2424 | N/A
| IBM DataPower Integration Appliance XI52 | Per Appliance | The WebSphere DataPower Integration Appliance XI52 is a purpose built hardware platform for delivering rapid data transformations for cloud and mobile applications, secured and scalable business integration, and edge of network security gateway in a single "drop-in box. | N/A | 7145.4167 | N/A | 85745 | N/A
| IBM DataPower Integration Appliance XI52 | Per Appliance | Annual support/maintenance | N/A | 266.0833 | N/A | 3193 | N/A

## Parking Lot
PCR | Region | Country | DC | Env | Server TCRS | Product Owner | Affinity | Is Clustered? (ID #) | Type | Usage | Product (Acronym) | Description | Software List | CSI App ID | Alias | Hostname | Domain | Server Model | Server Tier | O/S | CPU Speed | Frame/Chassis # | Slot # | Frame S/N | CPU | Cores (Licensed Units) | Min Virtual Processors | Desired Virtual Processors | Max Virtual Processors | Min Processing Units | Desired Processing Units | Max Processing Units | Weight (0-256) | RAM (GB) | Additional LUNs | SAN (GB) REQ. TODAY | SAN (GB) RESERVED DO NOT USE TO BUILD | SAN (GB) End-State DO NOT USE TO BUILD | NAS (GB) Shared | NAS Shared Groups | NAS (GB) Dedicated | NetBackup Full | NetBackup Incr | Type of Network Connection I | # of Connections I | Type of Network Connection II | # of Connections II | Primary IP | Secondary IP | Notes | Ab Initio | FinCAD | IBM BG Web Client | IBM Biz Glossary | IBM Datastage | IBM DS Designer | IBM HTTP pSeries | IBM HTTP x86 | IBM WAS pSeries | IBM WAS x86 | IBM WMQ | IBM WPS pSeries | IBM WPS x86 | Kana (Both) | MS SQL EE | MS SQL SE | Oracle External | Oracle GG | Oracle RAC | Oracle Veridata | PB Spectrum | SAP BO | Sterling NDM | TIBCO AMX BPM | TIBCO BE | TIBCO BW | TIBCO EMS | TIBCO iProcess | Veritas Cluster/CFS
Note on A1: PCR: Project Change Request: Used to track changes from the 'Original' PCR to new PCRs as the project progress. May also be used to distinguish between phases of the project.
Note on B1: Region: Select Region for which the line item is located.
Note on C1: Country: Select Country for which the line item is assigned/located.
Note on D1: DC (Data Center): Select the DC for which the line item is to be located.
Note on E1: Env (Environment): Select the environment for which the line item is assigned.
Note on F1: Server TCRS: The TCRS # associated with the line item.
Note on G1: Product Owner: Provide the Owner of the line item.
Note on H1: Affinity: Used to specify affinity rules to ensure that no two nodes in an HA pair are on the same chassis or ESX hosts as an example. This also applies to LPARs in a logical cluster relationship that must be placed on different frames.
Note on I1: Is Clustered: Used to identify physical cluster sets. Each cluster should have a unique ID to simplify quantifying the number of clusters and scope-of-work.
Note on J1: Scott R. Leitstein:
Note on K1: Usage: Used by Capacity Analysis and Planning Team for reporting
Note on L1: Product (Acronym): Provide Product name or acronym (e.g. ESB, FinCAD, COPS, etc.)
Note on M1: Description: Provide detailed description of the line item. For example, a high-level primary function or purpose for the line item.
Note on N1: Software List: Select all of the software products to be installed on the server. Note1: This column will accept multiple entries and will automatically generate a comma-delimited list. Note2: To remove any item, simply reselect that item.
Note on O1: CSI App ID: The CSI App ID that the line item is registered
Note on P1: Alias: The common name for the device Note: This can be the same as the hostname.
Note on Q1: Hostname: The actual device name.
Note on R1: Domain: The device's fully qualified domain name
Note on S1: Server Model: Select the server model from the pull-down menu
Note on U1: O/S: Select O/S from pull-down menu. Note: the version of OS selected will not affect the cost of the line item.
Note on AI1: Memory: The amount of memory the device should have.

## References
Model Types | Envs | Env Color | Env Same As | Is Std? | Types | OS | Region | Software List | Product List | Licensing Rules | Data Center | Region | Country | Constants |  | Server Model | Server Tier | CPU | Memory Tier | Server Type | Type of Network Connection | Rate | Server Tier | Rate
pSeries | PAT | 12704716 | PROD | FALSE | AP | AIX 5.3 | APAC | Ab Initio | ALS | Cores | GTDC | NAM | US | LUN Size | 33.7 | BL460c | x86 Tier 2 |  | High | x86 | Network - Market Data | 71 | IBM P-Series Tier 1 | 609
Safenet | PAT/PROD | 11856073 | PROD | FALSE | DB | AIX 6.1 | EMEA | CA APM | CBOL | CPU | MWDC | NAM | US |  |  | BL620C | x86 Tier 3 |  | High | x86 | Network - Server | 71 | IBM P-Series Tier 2 | 829
x86 | PROD | 12379352 | PROD | TRUE | WW | AIX 6.3 | LATAM | FinCAD | CDE | Per Server | SWDC | NAM | US |  |  | BL620C G7 | x86 Tier 3 |  | High | x86 | Network - STI | 71 | IBM P-Series Tier 3 | 875
VMware | PROD2 | 16639135 | PROD | FALSE |  | AIX 7.1 | NAM | IBM BG Web Client | CI | [6 empty] | BL620C G8 | x86 Tier 3 |  | High | x86 |  |  | Sun/Solaris Tier 1 | 278
| COB | 14277081 | COB | TRUE |  | RHEL 5.6 |  | IBM Biz Glossary | CitiOptions | [6 empty] | BL680c | x86 Tier 1 |  | High | x86 |  |  | Sun/Solaris Tier 2 | 351
| CERT | 14336204 | CERT | TRUE |  | RHEL 5.9 |  | IBM Datastage | CitiWatch | [6 empty] | BL685c | x86 Tier 1 |  | Low | x86 |  |  | Sun/Solaris Tier 3 | 935
| PERF | 15849925 | PERF | TRUE |  | RHEL 6.2 |  | IBM DS Designer | CMR | [6 empty] | Compaq D530 | x86 Tier 3 |  | Low | x86 |  |  | x86 Tier 1 | 172
| TRAINING | 15261367 | TRAINING | TRUE |  | RHEL 6.3 |  | IBM DS Services Director | Cops | [6 empty] | Compaq DL360 - Quad Core - G6 | x86 Tier 1 |  | Low | x86 |  |  | x86 Tier 2 | 214
| UAT | 12040422 | UAT | TRUE |  | Safenet |  | IBM HTTP pSeries | COPS/Documentum/CMR | [6 empty] | Compaq DL740 | x86 Tier 1 |  | Low | x86 |  |  | x86 Tier 3 | 304
| UAT2 | 15119337 | UAT | FALSE |  | Solaris 10 |  | IBM HTTP x86 | Documentum | [6 empty] | Compaq ML370 | x86 Tier 2 |  | Low | x86
| SIT | 11851260 | SIT | TRUE |  | Solaris 11i |  | IBM Tivoli DS | DWH/TIBCO/AMX | [6 empty] | Compaq ML570 | x86 Tier 2 |  | Low | x86
| SIT/DIT | 14336721 | SIT | FALSE |  | Teradata |  | IBM WAS pSeries | Eclipse | [6 empty] | Compaq Proliant DL360 | x86 Tier 1 |  | Low | x86
| DIT | 9821149 | DIT | TRUE |  | Windows Srvr 2008 Ent |  | IBM WAS x86 | Eclipse | [6 empty] | Compaq Proliant DL360 G5 | x86 Tier 1 |  | High | x86
| DEV | 9943748 | RND | FALSE |  | Windows Srvr 2008 Std |  | IBM WBM pSeries | eCR/ATM360/3DSecure | [6 empty] | Compaq Proliant DL365 - Quad Core - G5 | x86 Tier 2 |  | High | x86
| RND | 9943748 | RND | TRUE |  | Windows Srvr 2008 R2 Ent |  | IBM WMQ x86 | ESB | [6 empty] | Compaq Proliant DL380 | x86 Tier 2 |  | High | x86
[6 empty] | Windows Srvr 2008 R2 Std |  | IBM WPS pSeries | ESB | [6 empty] | Compaq Proliant DL380 - Dual Core - G5 | x86 Tier 2 |  | High | x86
[6 empty] | Windows Srvr 2012 SP2 |  | IBM WPS x86 | eSMS | [6 empty] | Compaq Proliant DL380 - G7 | x86 Tier 2 |  | High | x86
| Std Envs |  | Cluster Types |  |  |  |  | IBM WS Process Srvr | Firefly | [6 empty] | Compaq Proliant DL380 - G8 | x86 Tier 2 |  | High | x86
| PROD |  | HAC |  |  |  |  | IBM WS VE (Cntrlr) | Firefly | [6 empty] | Compaq Proliant DL380 - Quad Core - G6 | x86 Tier 2 |  | High | x86
| COB |  | NLB |  |  |  |  | IBM WS VE (Node) | IVR | [6 empty] | Compaq Proliant DL385 | x86 Tier 2 |  | Low | x86
| CERT |  | RAC |  |  |  |  | Kana (Both) | Kana | [6 empty] | Compaq Proliant DL385 - Dual Core | x86 Tier 2 |  | Low | x86
| PERF |  | VCS |  |  |  |  | MS SQL EE (Ext) | MQ | [6 empty] | Compaq Proliant DL385 - G7 | x86 Tier 2 |  | Low | x86
| TRAINING |  | WLB |  |  |  |  | MS SQL EE (Int) | MQ | [6 empty] | Compaq Proliant DL385 - G8 | x86 Tier 2 |  | Low | x86
| UAT | [6 empty] | MS SQL SE (Ext) | OE - Chip Loyalty | [6 empty] | Compaq Proliant DL580 | x86 Tier 2 |  | Low | x86
| DIT | [6 empty] | MS SQL SE (Int) | OE/CitiWatch/CitiOptions/DSA/LMF | [6 empty] | Compaq Proliant DL785 - Quad Core | x86 Tier 1 |  | High | x86
| SIT | [6 empty] | Oracle ASO pSeries | Portal/Eclipse/EclipseLite/Kana | [6 empty] | Compaq XW6000 | x86 Tier 2 |  | Low | x86
| RND | [6 empty] | Oracle ASO x86 | Portal/Eclipse/EclipseLite/Ubiquity | [6 empty] | Dell GX270 | x86 Tier 1 |  | Low | x86
[8 empty] | Oracle Ext. Bundle pSeries | Sales Station | [6 empty] | Dell PowerEdge 1750 | x86 Tier 1 |  | Low | x86
[8 empty] | Oracle Ext. Bundle x86 | Sales Station | [6 empty] | Dell PowerEdge 2850 | x86 Tier 2 |  | Low | x86
[8 empty] | Oracle GG pSeries | SLMS | [6 empty] | Dell PowerEdge 2850 - Dual Core | x86 Tier 2 |  | Low | x86
[8 empty] | Oracle GG x86 | SLMS | [6 empty] | Dell PowerEdge 2950 - Dual Core | x86 Tier 2 |  | Low | x86
[8 empty] | Oracle GG Veridata pSeries | Tcon | [6 empty] | Dell PowerEdge 2950 - Quad Core | x86 Tier 2 |  | High | x86
[8 empty] | Oracle GG Veridata x86 | Tcon | [6 empty] | Dell PowerEdge 6650 | x86 Tier 1 |  | Low | x86
[8 empty] | Oracle Partitioning pSeries | TCON/USR/CLMS/CitiPlanner | [6 empty] | Dell PowerEdge 6850 | x86 Tier 2 |  | Low | x86
[8 empty] | Oracle Partitioning x86 | Teradata | [6 empty] | Dell PowerEdge R710 | x86 Tier 1 |  | High | x86
[8 empty] | Oracle RAC pSeries | USR | [6 empty] | Dell PowerEdge R805 | x86 Tier 1 |  | High | x86
[8 empty] | Oracle RAC x86 | USR | [6 empty] | Dell PowerEdge R810 | x86 Tier 2 |  | High | x86
[8 empty] | Oracle Spatial pSeries | [7 empty] | Dell PowerEdge R900 | x86 Tier 1 |  | High | x86
[8 empty] | Oracle Spatial x86 | [7 empty] | HP BL XW-25p | x86 Tier 2 |  | Low | x86
[8 empty] | Oracle Standalone | [7 empty] | HP BL20p | x86 Tier 2 |  | Low | x86
[8 empty] | Oracle WebLogic pSeries | [7 empty] | HP DL580 G5 - Quad Core | x86 Tier 2 |  | High | x86
[8 empty] | Oracle WebLogic x86 | [7 empty] | HP DL580 G7 - Quad Core | x86 Tier 2 |  | High | x86
[8 empty] | PB Spectrum | [7 empty] | HP DL585 | x86 Tier 2 |  | Low | x86
[8 empty] | SAP BO | [7 empty] | HP DL585 - Dual Core | x86 Tier 2 |  | Low | x86
[8 empty] | Sterling NDM | [7 empty] | HP DL585 G5 - Quad Core | x86 Tier 2 |  | High | x86
[8 empty] | TIBCO Adapter SDK | [7 empty] | HP ProLiant BL460c | x86 Tier 2 |  | High | x86
[8 empty] | TIBCO AMX BPM | [7 empty] | HP ProLiant BL460c - G6 | x86 Tier 2 |  | High | x86
[8 empty] | TIBCO BE | [7 empty] | HP ProLiant BL465c | x86 Tier 1 |  | Low | x86
[8 empty] | TIBCO BW | [7 empty] | HP ProLiant BL465c - G6 | x86 Tier 1 |  | Low | x86
[8 empty] | TIBCO EMS | [7 empty] | HP ProLiant BL465c - G7 | x86 Tier 1 |  | Low | x86
[8 empty] | TIBCO iProcess | [7 empty] | HP ProLiant BL465c - G8 | x86 Tier 1 |  | Low | x86
[8 empty] | Veritas Cluster/CFS | [7 empty] | HP ProLiant BL490c - Intel E5540 2.53GHz | x86 Tier 2 |  | High | x86
[16 empty] | HP ProLiant BL620C | x86 Tier 3 |  | High | x86
[16 empty] | HP ProLiant BL620C G7 | x86 Tier 3 |  | High | x86
[16 empty] | HP ProLiant BL620C G8 | x86 Tier 3 |  | High | x86
[16 empty] | HP ProLiant BL680c | x86 Tier 1 |  | High | x86
[16 empty] | HP ProLiant BL685c | x86 Tier 1 |  | Low | x86
[16 empty] | HP ProLiant BL685c G6 | x86 Tier 1 |  | High | x86
[16 empty] | HP ProLiant BL685c G7 | x86 Tier 1 |  | High | x86
[16 empty] | HP ProLiant BL685c G8 | x86 Tier 1 |  | High | x86
[16 empty] | HP Proliant DL980 | x86 Tier 2 |  | Low | x86
[16 empty] | HP Proliant DL980 - G7 | x86 Tier 2 |  | Low | x86
[16 empty] | HP Proliant DL980 - G8 | x86 Tier 2 |  | Low | x86
[16 empty] | HP RP3410-1 | Sun/Solaris Tier 1 |  | Low | Sun
[16 empty] | HP RP3410-2 | Sun/Solaris Tier 2 |  | Low | Sun
[16 empty] | HP RP3440 | Sun/Solaris Tier 1 |  | Low | Sun
[16 empty] | HP RP4440 | Sun/Solaris Tier 2 |  | Low | Sun
[16 empty] | HP RP7420 | Sun/Solaris Tier 2 |  | Low | Sun
[16 empty] | HP RP7620 | Sun/Solaris Tier 2 |  | Low | Sun
[16 empty] | HP RP8420 | Sun/Solaris Tier 2 |  | Low | Sun
[16 empty] | HP RP8620 | Sun/Solaris Tier 2 |  | Low | Sun
[16 empty] | HP RX6600 | Sun/Solaris Tier 1 |  | Low | Sun
[16 empty] | HP RX8640 | Sun/Solaris Tier 3 |  | Low | Sun
[16 empty] | IBM DIA XI52 | XI52 |  | N/A | Appliance
[16 empty] | IBM p520 | IBM P-Series Tier 1 |  | Low | pSeries
[16 empty] | IBM p550 | IBM P-Series Tier 1 |  | Low | pSeries
[16 empty] | IBM p570 | IBM P-Series Tier 2 |  | Low | pSeries
[16 empty] | IBM p570 1.9GHz | IBM P-Series Tier 2 |  | High | pSeries
[16 empty] | IBM p590 | IBM P-Series Tier 2 |  | Low | pSeries
[16 empty] | IBM p595 1.9 GHz | IBM P-Series Tier 3 |  | High | pSeries
[16 empty] | IBM p595 2.1 GHz | IBM P-Series Tier 3 |  | High | pSeries
[16 empty] | IBM p6 p520 | IBM P-Series Tier 1 |  | High | pSeries
[16 empty] | IBM p6 p550 | IBM P-Series Tier 1 |  | High | pSeries
[16 empty] | IBM p6 p560Q | IBM P-Series Tier 1 |  | High | pSeries
[16 empty] | IBM p6 p570 | IBM P-Series Tier 2 |  | High | pSeries
[16 empty] | IBM p6 p595 | IBM P-Series Tier 3 |  | High | pSeries
[16 empty] | IBM p615 | Sun/Solaris Tier 2 |  | Low | Sun
[16 empty] | IBM p630 | Sun/Solaris Tier 2 |  | Low | Sun
[16 empty] | IBM p650 | Sun/Solaris Tier 3 |  | Low | Sun
[16 empty] | IBM p670 | Sun/Solaris Tier 3 |  | Low | Sun
[16 empty] | IBM p690 | IBM P-Series Tier 3 |  | Low | pSeries
[16 empty] | IBM p7 p780 | IBM P-Series Tier 1 |  | High | pSeries
[16 empty] | IBM p7 p795 | IBM P-Series Tier 2 |  | High | pSeries
[16 empty] | IBM x3550 M3 | x86 Tier 2 |  | High | x86
[16 empty] | IBM x3650 M4 | x86 Tier 2 |  | High | x86
[16 empty] | IBM x3850 X5 | x86 Tier 2 |  | High | x86
[16 empty] | IBM xSeries 345 | x86 Tier 3 |  | Low | x86
[16 empty] | IBM xSeries 365 | x86 Tier 2 |  | Low | x86
[16 empty] | IBM xSeries 445 | x86 Tier 2 |  | Low | x86
[16 empty] | SafeNet PSE PL600 | SafeNet |  |  | SafeNet
[16 empty] | Sun Enterprise M5000 | Sun/Solaris Tier 3 |  | Low | Sun
[16 empty] | Sun Microsystems E25K | Sun/Solaris Tier 3 |  | Low | Sun
[16 empty] | Sun Microsystems E25K 1.8GHz | Sun/Solaris Tier 3 |  | Low | Sun
[16 empty] | Sun Microsystems E2900 | Sun/Solaris Tier 3 | UltraSPARC-IV | Low | Sun
[16 empty] | Sun Microsystems E4800 | Sun/Solaris Tier 3 |  | Low | Sun
[16 empty] | Sun Microsystems E5000 | Sun/Solaris Tier 1 |  | Low | Sun
[16 empty] | Sun Microsystems E6000 | Sun/Solaris Tier 1 |  | Low | Sun
[16 empty] | Sun Microsystems E6500 | Sun/Solaris Tier 1 |  | Low | Sun
[16 empty] | Sun Microsystems E6900 | Sun/Solaris Tier 3 | UltraSPARC-IV | Low | Sun
[16 empty] | Sun Microsystems F15K | Sun/Solaris Tier 3 |  | Low | Sun
[16 empty] | Sun Microsystems Fire 6800 | Sun/Solaris Tier 3 |  | Low | Sun
[16 empty] | Sun Microsystems T2000 | Sun/Solaris Tier 3 |  | High | Sun
[16 empty] | Sun Microsystems T5240 | Sun/Solaris Tier 3 |  | High | Sun
[16 empty] | Sun Microsystems T5440 | Sun/Solaris Tier 3 |  | High | Sun
[16 empty] | Sun Microsystems V100 | Sun/Solaris Tier 1 |  | Low | Sun
[16 empty] | Sun Microsystems V120 | Sun/Solaris Tier 1 |  | Low | Sun
[16 empty] | Sun Microsystems V1280 | Sun/Solaris Tier 2 |  | High | Sun
[16 empty] | Sun Microsystems V210 | Sun/Solaris Tier 1 |  | Low | Sun
[16 empty] | Sun Microsystems V245 | Sun/Solaris Tier 1 |  | High | Sun
[16 empty] | Sun Microsystems V445 | Sun/Solaris Tier 1 |  | High | Sun
[16 empty] | Sun Microsystems V480 | Sun/Solaris Tier 2 |  | Low | Sun
[16 empty] | Sun Microsystems V490 | Sun/Solaris Tier 3 |  | Low | Sun
[16 empty] | Sun Microsystems V490 1.8GHz | Sun/Solaris Tier 3 |  | Low | Sun
[16 empty] | Sun Microsystems V880 | Sun/Solaris Tier 2 |  | Low | Sun
[16 empty] | Sun Microsystems V890 | Sun/Solaris Tier 2 |  | Low | Sun
[16 empty] | Sun Microsystems x4100 | Sun/Solaris Tier 1 |  | Low | Sun
[16 empty] | Sun SunFire T5120 | Sun/Solaris Tier 3 |  | High | Sun
[16 empty] | Sun SunFire T5220 | Sun/Solaris Tier 3 |  | High | Sun
[16 empty] | VMware DevCloud (Small) | VMware |  | N/A | VMware
[16 empty] | VMware DevCloud (Large) | VMware |  | N/A | VMware
[16 empty] | VMware CTU | VMware |  | N/A | VMware
[16 empty] | VMware GPC | VMware |  | N/A | VMware
[16 empty] | VMware LVM | VMware |  | N/A | VMware
[16 empty] | WebSphere DataPower Integration Appliance | XI52 |  | N/A | Appliance
[16 empty] | zLinux | zLinux |  | N/A | zLinux
Note on D1: Env Color: This is the color code used to set the background color for rows of this environment type.
Note on E1: Scott R. Leitstein: Based on Std Envs. This also determines the pricing schedule for the Environment.
Note on F1: Is Std?: Determines if Env should be designated as a standard operating environment. This usually means that there are different pricing schedules (HW or SW) for the specific environment.
Note on C19: Scott R. Leitstein: Used for custom sorting and for creating new Environments.

## Defined Values
Value | Description
3.8029 | Oracle data multiplier = data + data * 0.2 for index + data *0.2 for archive + data * 0.1 for exports + data * 0.5 for backup and 10% annual growth for 3 years at 70% capacity
235.9 | AIX Oracle storage = 4 LUNS OS + 3 LUNS Binaries | 235.9
0.75 | AIX Memory Swap multiplier
33.7 | LUN size
67.4 | x86 Linux TIBCO/Web/App binaries SAN storage

## BoM Design Log
Version | Date | Tab | Cell Column | Notes | Additional notes
14.02.06 | 2014-02-06 |  |  | 1. Enhancement (Import): An existing 'Parking Lot' worksheet can now be imported; it will replace the template's blank version.
14.01.27 | 2014-01-27 |  |  | 1. Update: *** 2014 RATES *** 2. Removed Tech Stack spreadsheet -- out-of-date 3. Added OS: Windows Server 2012 SP2 | VMware rates still need to be verified.
13.11.26 | 2013-11-26 |  |  | 1. Bug Fix (BoM Tools Menu) - Code updated to work in both 32-bit & 64-bit mode.
13.11.22 | 2013-11-22 |  |  | 1. Update (HostBuild) New 2014 CTI Rates now incorporated 2. Bug Fix (HostBuild): Some calculate formulas for HW costs were fixed. | *** Prototype *** will not be finalized until validated against CTI 2014 calculators to be released.
13.10.01 | 2013-10-01 |  |  | 1. Enhancement (HostBuild): Added 'Decommission' column [Next step: Decommission specific pivot tables]
13.09.23 | 2013-09-23 |  |  | 1. Enhancements (HostBuild): BoM now handles negative CPU, RAM, and storage for reduction or decommissioning of servers.
13.08.08 | 2013-08-08 |  |  | 1. Update (HostBuild): Redefined 'Cluster Type' column, moving existing (Hot/Standby) data to new 'Cluster Mode' Column. 2. Enhancement (Import): Now can bypass the SW cost recalculation inside the Import BoM Dialog Box. This will bypass the SW recalculations at the end of the import. This feature is useful when executing multiple imports at one time. However, must run the SW recalculation for the last import otherwise the SW Costs will not be complete and accurate. 3. Update (HostBuild): Calculated column 'Archive Full (GB)' now includes SAN Shared (GB) storage.
13.06.28b | 2013-08-01 |  |  | 1. Bug Fix (HostBuild): Fixed both 'Recommended SAN' & 'Recommended NAS' columns. 2. Bug Fix (HostBuild): Corrected conditional formatting based on new VMware Platform types.
13.06.28a | 2013-07-18 |  |  | 1. Bug Fix (HostBuild): Correction in memory cost formula 2. Bug Fix (Import): Added plain server names back to Reference list (was converted to G7/G8) - needed for backward compatibility.
13.06.28 | 2013-06-28 |  |  | 1. Bug Fix (BoM Tools Menu) - Now automatically repositions the BoM Tools Menu for smaller screens where the menu may be outside the screen's perimeter.
13.06.25 | 2013-06-25 |  |  | 1. Improvement (Import): Improved conversion handling of 'Virtual Platform Storage Type'
13.06.20 | 2013-06-20 |  |  | 1. Update (Import): Import converts 'VMware' to new standard VMware Platform as detailed in the BoM Standard Rules 2. Bug Fix (Import): Previously when importing Custom Worksheets with Pivot Tables, external links to the source BoM table was maintained. Now, Import breaks link and references local tables. 3. Price Update (CA APM): CA APM costs are included in current Citi Enterprise-Wide ELA until 2017. CA APM is costs are now zero. 4. Update (Hostbuild): Added HP ProLiant G8 servers to Server Model list. 5. Update (HostBuild): Added new column 'Cluster Type' - indicates Cluster Node Type: Hot or Standby 6. Enhancement (HostBuild): RAM (GB) column now highlights server entries where RAM is less than the Recommended RAM. 7. Enhancement (Import): Adjusted number of rows in Select Import Column screen and Select Custom Environment to Import.
13.06.07 | 2013-06-07 |  |  | 1. Enhancement (VMware): Revamped VMware platform options. 2. Update (HostBuild): Added new CTI column: Aperture - for informational use only 3. Update (HostBuild): Updated O/S to include standardized reference to all of the Windows Server 2008 versions.
13.05.28 | 2013-05-28 |  |  | 1. Update (O/S) - Consistent with CTI terminology; dropped Windows Server 2003 - EOL 2. Update (VMware cores) - Now does present error highlight if only 1 CPU/1 Core; normally # of cores should be 1/2 the number of CPUs for VMware. 3. Update (RAM (GB)) - Now presents error highlights if amount of requested RAM is less than what's recommended. Note: This will take into account any Exising RAM (if provided). 4. Update (HostBuild) - Removed # of DB columns as this should not be a part of the BoM.
13.05.08 | 2013-05-08 |  |  | 1. Update (HostBuild): Minor updates to the PM related columns 2. Enhancement (SW Calc): Slight optimization of the SW calculation process. 3. Bug Fix (Import - Virtual Platform (Full/Cloud): Fixed import of this column. Note: This will not replace overridden values with formula
13.04.30 | 2013-04-30 |  |  | 1. Update (HostBuild): Updated/added PM columns 2. Bug Fix (Show Sheets): Now makes 'Parking Lot' worksheet visible
13.04.18 | 2013-04-18 |  |  | 1. Bug Fix (Storage Calculations): Should not (and now does not) calculate "Recommended SAN/NAS" for existing servers within the BoM (ie "Yes - Inside this BoM")
13.04.11c | 2013-04-16 |  |  | 1. Bug Fix (Views): When attempting change the HostBuild Worksheet views while in a 'different' worksheet the code will make the HostBuild worksheet the active view.
13.04.11b | 2013-04-15 |  |  | 1. Bug Fix [SAN (GB) NEEDED TODAY]: Fixed typo in formula - did not add "Addition SAN" when no "Recommended SAN" was provided.
13.04.11 | 2013-04-11 |  |  | 1. Update (Product List): Added more standard OS versions. Note: As a result of this update, importing the O/S List is unchecked by default in the Import dialog box. 2. Bug Fix (Import-Update Software List): Convert 'IBM WMQ' to 'IBM WMQ x86' during import (if exists) 3. Update (Virtual env default storage type): Can override default storage platform for virtual platforms. 4. Update (Recommended SAN): Updated formula (see BoM Rules for more details) 5 New Products (Software): Added MS SQL EE & SE (External) products. Note: For older BoMs the Import routine will automatically convert 'MS SQL XX' to 'MS SQL XX (Int)' 6. Update (Product): Updated rates for Sterling Connect:Direct (NDM) 7. Improvement (Import): Now coverts in "older" BoMs, which referenced the # of LUNs in the 'Additional SAN (GB)' as a formula, to the actual numeric value in GBs.
13.03.21 | 2013-03-21 |  |  | 1. Bug Fix (SW License Count): If a 'per Server' license, now correctly takes into consideration to count existing servers or new servers with >0 CPUs.
13.03.14 | 2013-03-14 |  |  | 1. New Products: IBM WebSphere Virtual Enterprise (Controller), IBM WebSphere Virtual Enterprise (Node)
13.03.06 | 2013-03-06 |  |  | 1. Update: (Recommended NAS formula) - See BoM Standard Rules for details 2. Enhancement: (Import) - Import will automatically adjust the 'Additional NAS (GB)' column to, if a value was provided, in order to ensure that the original 'NAS (GB) Dedicated' value remains the same. However, please note that 'NAS (GB) Dedicated' column will be updated to the new recommended value if no additional NAS storage was previously provided.
13.02.26 | 2013-02-26 |  |  | 1. Bug Fix (HostBuild Calc): Corrected memory cost calculation for Sun servers
13.02.25 | 2013-02-25 |  |  | 1. Bug Fix (Import): After import, removes external file links in 'Virtual Platform (Full/Cloud)' column.
13.02.24 | 2013-02-24 |  |  | 1. New Standard Columns ADDED: 'Server Config Completed', 'Storage Config Completed', 'Verified By', 'HSM Required', 'SAN (GB) Shared', and 'SAN Shared Group Name'. Project Management Columns * 'Server Config Completed' and 'Storage Config Completed' are checkmark-enabled columns (double-click to toggle checkmark) * 'Verified By' - tracks who verified the server completed configuration status Other Columns * 'HSM Required?' - checkmark-enabled column to indicate HSM requirement. Note: Currently not available for VMware. * 'SAN (GB) Share' & 'SAN Shared Group Name': Used to indicated amount of shared SAN (GB) to be assigned to specified server and the Shared Group Name.
13.02.20 | 2013-02-20 |  |  | 1. Enhancement (Import): Import now copies over any in-cell comments.
13.02.19 | 2013-02-19 |  |  | 1. PRODUCT UPDATE (Entire ORACLE Product list updated): Oracle ASO pSeries, Oracle ASO x86, Oracle Ext. Bundle pSeries, Oracle Ext. Bundle x86, Oracle GG pSeries, Oracle GG x86, Oracle GG Veridata pSeries, Oracle GG Veridata x86, Oracle Partitioning pSeries, Oracle Partitioning x86, Oracle RAC pSeries, Oracle RAC x86, Oracle Spatial pSeries, Oracle Spatial x86, Oracle Standalone, Oracle WebLogic pSeries, Oracle WebLogic x86 Note: This includes 2013 CTI price updates. 2. Enhancement (PM): Split Target/Complete Date to two (2) columns 3. Improvement (Server HW Summary): Added Target Date, Completion Date, and Status to the Table 4. Enhancement (Import): The calculated column - 'Virtual Platform (Full/Cloud)' is now importable and will preserve any overridden values. -- Thanks DWendt! 5. Bug Fix (Import): Import will no longer crash if an 'unidentified' product is found in the 'Software List' column. | 1. [Software List] Import will automatically convert the following Oracle products found in older BoMs to the latest Oracle product list: Oracle External, Oracle GG, Oracle RAC, Oracle Spacial pSeries, Oracle Spacial x86, and Oracle Veridata.
13.02.18 | 2013-02-18 |  |  | 1. Improvement: Added 'Project Mgmt View' to display Priority, Status, and Target/Completion Date Columns
13.02.15 | 2013-02-15 |  |  | 1. Improvement (Stats): Tables on Stats worksheet now update after adding new 'Env Labels' 2. PRICE UPDATE (TIBCO AMX BPM) 3. Enhancement: Added new column 'Target/Completion Date' next to 'Status'
13.02.11 | 2013-02-11 |  |  | 1. Correction: Some of the TIBCO BE servers (PERF --> DIT) did not have the 25% discount applied. 2. Improvement: Increased # of new rows that can be added at one time from 200 to 500 rows.
13.02.07 | 2013-02-07 |  |  | 1. Correction: Will now apply import fixes for BoMs v2.5.1 and older.
13.02.06 | 2013-02-06 |  |  | 1. New Column: Added new optional 'Priority' Column 2. Enhancement: Hostname duplicates are now highlighted.
13.02.05 | 2013-02-05 |  |  | 1. Update: LPARs can now be broken down as either ("Full-Service" or "Cloud") where LPAR "Cloud" cost is ¼th the full 2013 CTI Rate Charge per CPU. 2. Enhancement: When selecting SW in the Software List, required software will be automatically added to the list. 2a. As part of this enhancement, a list of required software can now be assigned to "other" softwares; this is done in the SW_Unit_costs worksheet. 3. Improvement: (SW Calc Performance) Note1: If you remove software from the list, it's required SW will not be automatically removed. | * Improvement (SW Calc Performance): Now only triggers when Env Label, Software List, or License Count Range changes.
13.02.03 | 2013-02-03 |  |  | 1. Fix (SW Details): Layout after adding new custom environment 2. Fix (SW Summary): Tables now align properly with the SW Details
13.02.01 | 2013-02-01 |  |  | 1. New Product Added: Added CA Application Performance Manager (CA APM) 2. Fix (Import): Importing an existing BoM into the current BoM now functional. 3. Correction (SW Costs): SW cost for Yr1 did not incorporate if maintenance was to be added during first year. Only impacted application is Ab Initio
13.01.31 | 2013-01-31 |  |  | 1. Bug Fix: When importing from "Old" BoM needed to check for old column label when implementing the SAN calculation fix. 2. Enhancement: Added conditional formatting to highlight VMware cores that is not set to 1/2 the number of CPUs
13.01.30 | 2013-01-30 |  |  | 1. Correction: Per Server SW for "Existing Servers" were not being counted - This will cause the costs of SW to increase if and only if you had an existing outside server AND software that is a 'per server' license. 2. Correction: Recommendation calculations did not take "Existing 'Outside' server" RAM configuration into account. This fix also includes a fix that will automatically adjust the "Additional SAN/NAS" values to ensure there is no change in the requested storage amounts during the import process. Note: This fix will only execute for BoMs older than v13.01.30. 3. Improvement (Performance): Optimized routine for adding new rows to the HostBuild table. Note: New rows are now added to bottom of the table. 4. Improvement (Import): Clean-up of Phantom Named Ranges will only execute if custom user worksheets are imported. 5. Improvement (Import): The import routine to convert 'Additional LUNs' to 'Additional SAN (GB)' will only execute for BoMs older than v13.01.20. This will optimize the 'Import column' process.
13.01.29 | 2013-01-29 |  |  | 1. Correction: Corrected VMware memory calculation for when the existing Server is inside the BoM. 2. Layout: Moved Capital Expense related columns to left of 'Notes' column.
13.01.28 | 2013-01-28 |  |  | 1. SW Price Update: (SAP BO) - Now licensing is separated as Prod/Non-Prod, as non-Prod has no charge.
13.01.27 | 2013-01-27 |  |  | 1. Enhancement (SW Calculations): The SW Costs recalculation trigger has been improved to include updating when changing values of Existing server configurations.
13.01.26 | 2013-01-26 |  |  | 1. Enhancement (new column): Now can select if an existing "Outside" server configuration should be used toward SW licensing. If the SW has already been purchased, this will determine whether the existing outside server configuration should be used towards calculating the SW costs. Column: 'Use existing server config towards SW Licensing?' Additional Note: By default, existing outside servers configurations will be counted towards SW licensing. To toggle between values, simply double-click the corresponding cell in the 'Use existing server config towards SW Licensing?' column. 2. Improvement: The SW License count columns have been highlighted according to the licensing rules: light green -> per core, light red -> per CPU, and light orange -> per server.
13.01.25 | 2013-01-25 |  |  | 1. Correction: Under certain conditions, server configurations counts were doubled affecting both the final configuration and cost. 2. Correction: For new servers, support costs were not being included under certain conditions. 3. Correction: Memory costs now take existing server configurations and determines costs differentials and applies credit or charges towards memory upgrades. 4. Improvement: The 'Server HW Summary' Table layout has been enhanced: additional pertinent columns added and now more descriptive. 5. Improvement: Redesigned the 'Notes' Tab layout. 6. Improvement: Redesigned the BoM Tools Menu layout. 7. Improvement: Added new button to reset the HostBuild table format layout.
13.01.23 | 2013-01-23 |  |  | 1. VMware calculations, revisited and corrected for full service Cloud; self-service is estimated and will be confirmed shortly. Note: You can only add a maximum of one (1) each of 'Yes - Inside this BoM" & "Yes - Outside the BoM" entry for the "Existing Server?" column. 2. New Feature: The alias column now highlights all duplicate alias entries. 3. VMware instances do not require network info as it's part of the standard VMware config, as such, when importing "old" BoM network information for VMware instances will not be imported. 4. To prevent unnecessary network info in the working HostBuild, the network info columns are "grayed" out for VMware server models. 5. Fix instance when only one new custom environment was to be imported. Import function did not validate the custom environment entry.
13.01.22 | 2013-01-22 |  |  | 1. Fixed VMware calculation to "true" tiered pricing structure. 2. Fixed VM algorithm for addressing "existing" VMware instances both inside the BoM (i.e. PCR) or outside (i.e. Pre-existing server) 3. Includes support costs for IBM Series servers.
13.01.21 | 2013-01-21 |  |  | 1. Fixed various “Existing Server?” scenarios. 2. Unhides any hidden columns in the source HostBuild Table before import. 3. Updated code to address adding only SW to existing software. NOTE: When updating # of CPUS or Cores to an existing server the SW Costs will automatically bed adjusted; this will make it difficult to track the cost differentials. 4. When refreshing tables, SW costs will be recalculated. 5. Added new column for existing servers, Existing Cores to track # of cores; used for calculating SW costs.
13.01.20 | 2013-01-20 |  |  | 1. 2013 CTI Rate Card now applied throughout 2. Import will automatically convert 'Network - Gigabit' to 'Network - Server' as 'Network - Gigabit' is obsolete. 3. Fix: Import all source data rows, even if row is hidden (e.g. through filtering)
13.01.17 | 2013-01-17 |  |  | 1. Added new 'Recalc SW Costs' button to BoM Tools Menu. If a bulk (group) copy/paste is performed the SW calculations are bypassed to ensure good performance while working with the HostBuild. Using this button will cause all of the SW costs to be recalculated. 2. Programming note: Changed SW recalculation trigger from 'Env' to 'CPU' since 'Env' is now a calculated column. 3. Updated the 'SW Details' Tab Year 1/After Year1 Table headers
13.01.16 | 2013-01-16 |  |  | 1. Adjusted Stats tables to reference 'Env Label' instead of 'Env' 2. Fixed error when trying to 'De/Select All' for User Created Worksheets on the Import Menu
13.01.15 | 2013-01-15 |  |  | 1. Fixed AddHBRow Excel 2007 compatibility issue when adding rows. [Orig: destHBTable.Listrows.add(1)] 2. Updated 'SW Details' & 'SW Financials Summary' to reflect new 'Env' Label instead of 'Env' 3. Added progress bar after importing custom user worksheets show progress of cleanup of potential phantom entries caused by broken links imported with the worksheets.
13.01.14 | 2013-01-14 |  |  | 1. Import can now identify "Custom Env Labels" in older versions of the BoM.
13.01.13 | 2013-01-13 |  |  | 1. Updated Add New Operating Environment now can add Env Labels and New Std Standard Envs. 1a. Includes updating custom sort in both tEnv and HostBuild Tables 2. Adjusted Financials Tables to use "Env Label" instead of "Env" 3. Fixed code when file is already opened
13.01.12 | 2013-01-12 |  |  | 1. Corrupted Named Reference entries troubleshooting continued and resolved. 2. Incorporated new column 'Server Type' to indicate x86, pSeries, Appliance, and VMware. 3. Optimize code: all references to src and dest HB Tables (throughout the code). 4. Now disables fields that are NOT in the source BoM file for import.
13.01.11 | 2013-01-11 |  |  | 1. Improved SW Calculation performance, optimized HostBuild worksheet change method 2. Fix Excel 2007 compatibility issue with code trying to find "hidden" columns Excel 2010/2013 does not have this issue 3. After Import completes all of the tables are refreshed and the HostBuild Table is sorted. 4. Now records Import Source and Import Date. 5. Fixed ScreenUpdating sequence. 6. Cleaned up corrupted Named Reference entries generated after importing custom worksheets. | * Corrupted Named References found after importing custom worksheets that had embedded named references to "other" workbooks. These reference ported over with invalid links and were added to the Named Reference list. Ref: Vostok (AJ)
13.01.10 | 2013-01-09 |  |  | 1. (Major) Now can import custom environments with or without color and "Same As" attributes, however these attributes must be provided in order to complete the import. 2. Improved the "Add Servers to HostBuild" routine, now faster and removes initial row if starting with a blank template. 3. Fix minor bugs which occur under various scenarios
13.01.04 | 2013-01-04 |  |  | 1. Added ability to select formatting color for new operating environments. 2. Updated Storage costs to 2013 CTI Rates
13.01.03 | 2013-01-03 |  |  | 1. Added new worksheet containing entire 2013 CTI Rate Card 2. Update VMware instances to 2013 CTI Rates 3. Added 2 new columns to provide # of CPUs and RAM for existing servers 4. Added 1 new column to choose type of VMware instance (Full or Self-Service Cloud) 5. Added conditional formatting to "gray" out non-applicable columns (e.g. Existing Server CPU/RAM only applies to rows for existing servers, and grayed out pSeries related column for non-pSeries rows.) 6. Updated code to be more resilent to column moves in the HostBuild Table 7. Rearranged columns for more logical placement
2.5.1 | 2013-01-02 |  |  | 1. Simplified 'Recommended SAN (GB) Column' calculation to calculated for O/S and RAM only. Architect's will provide additional SAN requirements as needed through 'Additonal SAN (GB)' column. 2. Fixed Recommended SAN column --> must have RAM for Wintel before recommended SAN calcs are provided 3. Recommended columns now appear in "Architect's View" 4. Adjusted 'SAN (GB) NEEDED TODAY' to take into account an negative 'Additional SAN(GB)' (e.g. to remove storage from Recommended SAN (GB) calculations.)
2.5 | 2012-12-31 |  |  | 1. Updated SAN End-State formula to address blank 'Server Tier' info. 2. Fixed Financials tab Pivot Tables 'Total Server HW+SW' due to change in column names.
2.4.8 | 2012-12-19 |  |  | 1. Added ability to import /replace updated Notes worksheet from the source BoM 2. Improved HostBuild Worksheet update performance 3. Added 3 new IBM products, IBM Tivoli DS, IBM WS BMS, and IBM WS Biz Process Server 4. Added code to manage O/S List used in the HostBuild Tab and updated Import routine to include OS List
2.4.7 | 2012-12-19 |  |  | 1. Added routine to add custom operating environment and manage the product list used in the HostBuild Tab
2.4.6 | 2012-12-14 |  |  | 1. Fixed Recommended SAN column, was not catching P-Series description from "Server Tier"
2.4 |  |  |  | 1. Major scripting enhancements including: Addition of BoM Tools Menu 1a. Added rountine to add new servers to HostBuild Table
2.3 | 2012-11-20 | HostBuild |  | 1. Changed Veritas Cluster software licensing rules from per core to per CPU. 2. Updated VCS/CFS licensing cost per update provided by Antonio Jarufe
2.2 | 2012-11-07 | HostBuild Financials |  | 1. Added Require SRDF? Calculates additional storage costs. 2. Added Capital Costs to Financials Tables 3. Added product: TIBCO Adapter SDK 4. Adjusted BoM to reflect TIBCO 75% discount in pricing schedule table instead of embedded formulas
2 |  | Multiple |  | 1. Added additional products to the product list. 2. Added TRAINING to environment list. 3. Added IBM DS Info Svcs Director, Oracle Spacial, and Oracle Stand-Alone. (Impacted tabs: HostBuild, SW Financials Summary, SW Details, SW Unit costs). 4. Added Total Server Year 1 Annual Costs and Total Server After Year 1 Annual Costs to Financials tables. 5. Added "Recommended RAM (GB)" Column; hidden col by default 6. Added "Recommended SAN (GB)" Column; hidden col by default 7. Added "Recommended NAS (GB)" Column; hidden col by default
1.9 |  | Multiple |  | 1. Moved HostBuild to 2nd Tab location 2. (HostBuild) Adjusted column formatting 3. (HostBuild) Added comments to header columns 4. (Financials) Reformatted pivot tables 5. (HostBuild) Adjusted support cost to only consider support costs for new servers, not upgraded servers. 6. (HostBuild) Corrected Support Cost calculation for IBM Series 7. (HostBuild) Updated VMware storage calculations (FE #13) 8. Create new tab: 'BoM Standards Rules' to detail logic behind the BoM Template calculations
1.8 | 2012-08-07 | Multiple | Throughout | 1. Added SW "Oracle Veridata" 2. Added SW "IBM HTTP Server pSeries & x86" 3. Added code to automatically update script when column location changes for "Software List". 4. Updated macro to Hide columns based on Column Title vs. Column # (Worksheet now able to support dynamic addition/removal of extra columns) 5. Added Product List per Nagesh K. 6. Added IBM HTTP pSeries * x86 to "Software List" dropdown
1.7 | 2012-07-31 | Multiple | Throughout | 1. Added FinCAD SW in all SW related tabs, lists, and HostBuild 2.Added automated Vertical Banded Columns formatting for SW Licensing section. 3. Added XI52 Maintenance to After Year 1 formula 4. Corrected After Year 1 formula, missing one column 5. Added One-Time Capital Cost Columns 'CF-CG' 6. Added 'Usage' column for Capacity Analysis and Planning Team. 7. Correct IBM Datapower XI52 (month vs. annual cost) 8. Updated 'SW Financials Summary' with new table 9. Updated code for Col "Software List" as columns have shifted
1.6 | 2012-07-23 | HostBuild | $CD - "Total Server Costs [After Year 1] (Monthly)" | Added XI52 Maintenance and corrected formula due to incorrectly placed ')'. | =IFERROR(IF(FIND("Safenet",HostBuild[[#This Row],[Server Model]]),Safenet_PSE_PL600_Maint,0),0)+IFERROR(IF(FIND("XI52",HostBuild[[#This Row],[Server Model]]),IBM_DIA_XI52_Maint,0),0)+HostBuild[[#This Row],[Software Costs '[After Year 1'] (Monthly)]]+HostBuild[[#This Row],[Total Hardware Costs (Monthly)]]
1.5 |  |  |  | 1. Added new Software select column in HostBuild, allows for custom licensing rules for each product 2. Added IBM DataPower Integration Appliance XI52 to list of server models 3. Corrected Software name for Oracle GG 4. Corrected Support cost calculations (miscalculated x86 Linux support vs. x86 Windows support cost) 5. Added Network Connections Configurations
1.4 |  |  |  | Updated Software prices
1.3 |  |  |  | Added all CTI approved server models
1.2 |  |  |  | Added MS SQL Std Edition and Alphabetized all representations of the available software in Hostbuild and SW related tabs.
1.1 |  |  |  | Added Veritas Cluster/CFS to HostBuild and all SW related tabs
1 |  |  |  | Initial Version

## BoM Standards Rules
Description | Rule | Source | BoM Version
SAN Storage Calculation | 2xLUNs for OS/Apps + 100% of RAM (Note: this was previously 75% of RAM) |  | 13.04.11
VMware Import Rules | During the Import process any Server Models defined as 'VMware' will be converted using the following "Best Fit" priority rules: 1.) VMware GPC 2.) VMware LVM 3.) VMware CTU
VMware Types |  | David Ellens / Scott Bailey | 13.06.20
VMware Guest Tier rules | Tier 1 < = 1 vCPU Tier 2 from 1 vCPU to <=2 vCPUs Tier 3 from >2 vCPUs to <= 4 vCPUs Tier 4 from >4 <= 8 vCPUs > 8 vCPUS must implement physical server solution | 2013 CTI Rate Card | 13.01.03
VMware Memory Calculations | RAM in excess of 1GB is charged per vCPU | 2013 CTI Rate Card | 13.01.03
VMware Platform calculations | If VMware instance is on PROD or CoB, then full VM Cloud support rates are used, otherwise VM self-service (VM SS) rates are used. Note: VM SS daily rates are calcuated based on a 30-day period. Note: You can set this manually by select values in the 'VMware Platform' column |  | 1.9
VMware Storage Calculation | If VMware instance total RAM is >16GB then SAN Storage will be assigned, otherwise dedicated NAS will be assigned. Calculation: (Base: 100GB) + (Varcrash: Total RAM+10GB) + (Swap: RAM*75%) |  | 13.03.04

## Future Enhancements
Item # | Requestor | Priority | Description | Comments | Status | BoM Version
1 | Scott Leitstein | High | Improve code to automatically update script when column location changes for "Software List". |  | Completed
2 | Scott Leitstein | High | Improve code to hide columns independent of creation/removal of additional columns |  | Completed
3 | Nagesh K. | High | Add columns Region (e.g. ASPAC, EMEA, LATAM, NAM) and by Country | Requested by Capacity Management and Planning | Completed
4 | Doug W. | High | Account to include upgrades of existing servers "outside" of the BoM | Removes one-time costs from cost of servers, will only account for CPU, RAM, Storage, and SW | Completed
5 | Nagesh K. | TBD | Include version numbers for SW and OS | Requested by Capacity Management and Planning | Completed | 2.4.9
6 | GIA Team | High | Need to improve SAN calculations |  | Completed | 13.01.03
7 | DWendt | Low | Swap Usage col with Product (Acronymn) col |  | Completed | 1.9
8 | GIA Team |  | Add Oracle Standalone SW |  | Completed
9 | GIA Team |  | How to add unknown software | Provide documentation
10 | DWendt |  | Rename "SAN REQ. Today" SAN needed today |  | Completed | 1.9
11 |  |  | Green Dollars calculations? For CTI?
12 | DWendt |  | Create Detailed Storage Worksheet for Storage Engineers/Analysts | Provide detailed breakdown of OS, App, Data storage allocation requirements
13 | Ajarufe | High | Improve VMware storage calculation based on rules | See BoM Standards Rule for details | Completed | 1.9
14 |  | Medium | Add costs for SRDF solutions | Add column to indicated if server is utilizing SRDF, then incorporate additional storage and network costs. | Completed | 2.2
15 | Scott Leitstein | Medium | Create int'l version of BoM to take into account regional costs
16 |  |  | Create PEP Friendly Worksheet

## AppSettings (hidden)
App Settings -- DO NOT TOUCH!!!!
Bom Template Version | 14.02.06
BoM Tool Menu Startup | TRUE
ufBTMActive | TRUE
ufBoMTools Settings
Top | 160.5
Left | 558.75
wbName
Import Source | crs.stand-alone.sas.enterprise.fraud.management.BoM.v.0.1.xlsm
Import Date | 2014-01-27 18:59